## Productos
CODE | DESCRIPTION | EUR | P.V.P. EUR anterior |  |  | UNITS BOX | page catalog
PIPING
| HOSES FOR LPG |  |  | #REF!
| Hoses for LPG bottles in battery |  |  | #REF!
03540 | 42cm 20/150 NUTxLEFT 21.8 UNE HOSE | 8.8 | #REF! | #REF! | #REF! | 50 | G03
03550 | 50cm 20/150 NUTxLEFT 21.8 UNE HOSE | 9.33 | #REF! | #REF! | #REF! | 50 | G03
03570 | 70cm 20/150 NUTxLEFT 21.8 UNE HOSE | 10.69 | #REF! | #REF! | #REF! | 50 | G03
03580 | 100cm 20/150 NUTxLEFT 21.8 UNE HOSE | 13.82 | #REF! | #REF! | #REF! | 1 | G03
03585 | 150cm 20/150 NUTxLEFT 21.8 UNE HOSE | 17.26 | #REF! | #REF! | #REF! | 1 | G03
03541 | 42cm LEFT 21.8 NUTxLEFT 21.8 UNE HOSE | 9.53 | #REF! | #REF! | #REF! | 50 | G03
03551 | 50cm LEFT 21.8 NUTxLEFT 21.8 UNE HOSE | 10.09 | #REF! | #REF! | #REF! | 50 | G03
03571 | 70cm LEFT 21.8 NUTxLEFT 21.8 UNE HOSE | 11.53 | #REF! | #REF! | #REF! | 50 | G03
FLEXIBLE TUBING
Rolls of flexible hose for domestic use
03002 | 9 x 15 BUTANE GAS TUBE | 1.43 | #REF! | #REF! | #REF! | 60 | G03
036072 | FLEXIBLE BUTACLIK 1000mm | 69.04 | #REF! | #REF! | #REF! | 1 | G03
036082 | FLEXIBLE BUTACLIK 1500mm | 77.28 | #REF! | #REF! | #REF! | 1 | G03
| Rolls of flexible hose for general use MPB |  |  | #REF!
03015 | 9 x 15 TWISTED METALLIC TUBE | 5.15 | #REF! | #REF! | #REF! | 50 | G03
03016 | 10 x 16 TWISTED METALLIC TUBE | 5.45 | #REF! | #REF! | #REF! | 50 | G03
03025 | 9 x 15 TWISTED RAYON TUBE | 5.67 | #REF! | #REF! | #REF! | 50 | G03
03064 | ILLSA EN1763 ø 8 20bar TUBE | 6.71 | #REF! | #REF! | #REF! | 80 | G03
| Industrial inox flexibles |  |  | #REF!
03611 | 3/4" NUTx3/4" NUT 800mm FLEXIBLE 20Bar | 81.34 | #REF! | #REF! | #REF! | 1 | G03
03612 | 3/4" NUTx3/4" NUT 1500mm FLEXIBLE 20Bar | 121.73 | #REF! | #REF! | #REF! | 1 | G03
03613 | 1" NUTx1" NUT 800mm FLEXIBLE 20Bar | 110.19 | #REF! | #REF! | #REF! | 1 | G03
03614 | 1" NUTx 1" NUT 800mm FLEXIBLE 20Bar | 154.45 | #REF! | #REF! | #REF! | 1 | G03
03615 | 1.1/2" NUTx1.1/2" NUT 800mm FLEXIBLE 20Bar | 290.75 | #REF! | #REF! | #REF! | 1 | G03
03616 | 1.1/2" NUTx1.1/2"" NUT 1500mm FLEXIBLE 20Bar | 384 | #REF! | #REF! | #REF! | 1 | G03
036802 | CORRUGATED STEEL TUBE AISI 316 DN12 (ROLL 20 m) | 164.4 | #REF! | #REF! | #REF! | 1 | G03
036805 | CORRUGATED STEEL TUBE AISI 316 DN16 (ROLL 20 m) | 184.61 | #REF! | #REF! | #REF! | 1 | G03
036811 | NUT PRECINTABLE BRASS 1/2" FOR CORRUGARED STEEL TUBE | 2.13 | #REF! | #REF! | #REF! | 1 | G03
036812 | NUT PRECINTABLE BRASS 3/4" FOR CORRUGARED STEEL TUBE | 2.81 | #REF! | #REF! | #REF! | 1 | G03
036816 | 1/2" KLINGERIT JOINT FOR CORRUGARED STEEL TUBE DN12 | 0.2 | #REF! | #REF! | #REF! | 1 | G03
036817 | 3/4" KLINGERIT JOINT FOR CORRUGARED STEEL TUBE DN16 | 0.26 | #REF! | #REF! | #REF! | 1 | G03
036818 | TE INOX WITH NUT 1/2 "FOR CORRUGATED TUBE DN12 | 10.82 | #REF! | #REF! | #REF! | 1 | G03
036819 | TE INOX WITH NUT 3/4 "FOR CORRUGATED TUBE DN16 | 15.23 | #REF! | #REF! | #REF! | 1 | G03
036820 | CATS ASSEMBLY MALLET 120 CORRUGARED STEEL TUBE DN8/DN25 | 522.5 | #REF! | #REF! | #REF! | 1 | G03
| FLEXIBLE CONNECTIONS |  |  | #REF!
| Stainless steel extensions |  |  | #REF!
03712 | 1/2" MALEx1/2" NUT 200 mm EXTENSION | 19.35 | #REF! | #REF! | #REF! | 1 | G04
03713 | 1/2" MALEx1/2" NUT 300 mm EXTENSION | 11.7 | #REF! | #REF! | #REF! | 1 | G04
03718 | 1/2" MALEx1/2" NUT 1000 mm EXTENSION | 48.6 | #REF! | #REF! | #REF! | 1 | G04
03702 | 1/2" NUTx1/2" NUT 200 mm EXTENSION | 9.74 | #REF! | #REF! | #REF! | 1 | G04
03703 | 1/2" NUTx1/2" NUT 300 mm EXTENSION | 10.48 | #REF! | #REF! | #REF! | 1 | G04
03705 | 1/2" NUTx1/2" NUT 500 mm EXTENSION | 13.8 | #REF! | #REF! | #REF! | 1 | G04
03708 | 1/2" NUTx1/2" NUT 1000 mm EXTENSION | 20.12 | #REF! | #REF! | #REF! | 1 | G04
03722 | 20/150 NUTx1/2" NUT 200 mm EXTENSION | 22.23 | #REF! | #REF! | #REF! | 1 | G04
03723 | 20/150 NUTx1/2" NUT 300 mm EXTENSION | 10.85 | #REF! | #REF! | #REF! | 1 | G04
03725 | 20/150 NUTx1/2" NUT 500 mm EXTENSION | 13.44 | #REF! | #REF! | #REF! | 1 | G04
03728 | 20/150 NUTx1/2" NUT 1000 mm EXTENSION | 46.1 | #REF! | #REF! | #REF! | 1 | G04
03742 | 1/2" NUTx3/4" NUT 200 mm EXTENSION | 22.27 | #REF! | #REF! | #REF! | 1 | G04
03743 | 1/2" NUTx3/4" NUT 300 mm EXTENSION | 12.7 | #REF! | #REF! | #REF! | 1 | G04
03745 | 1/2" NUTx3/4" NUT 500 mm EXTENSION | 40.37 | #REF! | #REF! | #REF! | 1 | G04
03762 | 3/4 "NUT x 3/4" NUT EXTENSIBLE 300 mm | 15.7 | #REF! | #REF! | #REF! | 1 | G04
03765 | 3/4" NUTx3/4" NUT 500 mm EXTENSION | 19.34 | #REF! | #REF! | #REF! | 1 | G04
03766 | 3/4" NUTx3/4" NUT 750 mm EXTENSION | 24.25 | #REF! | #REF! | #REF! | 1 | G04
| Stainless steel flexible hoses with safety device |  | #REF! | #REF! | #REF!
036542 | PRESINOX VALVULA MM 1212 500 | 33.89 | #REF! | #REF! | #REF! | 1 | G04
036552 | PRESINOX VALVULA MH 1212 500 | 38.54 | #REF! | #REF! | #REF! | 1 | G04
036562 | PRESINOX VALVULA MM 1212 1000 | 39.44 | #REF! | #REF! | #REF! | 1 | G04
036572 | PRESINOX VALVULA MH 1212 1000 | 39.44 | #REF! | #REF! | #REF! | 1 | G04
036582 | PRESINOX VALVULA MM 1212 1500 | 49.5 | #REF! | #REF! | #REF! | 1 | G04
036592 | PRESINOX VALVULA MH 1212 1500 | 49.5 | #REF! | #REF! | #REF! | 1 | G04
036602 | PRESINOX VALVULA MM 1212 2000 | 59.29 | #REF! | #REF! | #REF! | 1 | G04
036612 | PRESINOX VALVULA MH 1212 2000 | 59.29 | #REF! | #REF! | #REF! | 1 | G04
| Stainless steel flexible hoses |  | #REF! | #REF! | #REF!
036322 | 1/2" NUTx1/2" NUT 600mm FLEXIBLE | 25.94 | #REF! | #REF! | #REF! | 1 | G04
036332 | 1/2" NUTx1/2" NUT 750mm FLEXIBLE | 29.21 | #REF! | #REF! | #REF! | 1 | G04
036342 | 1/2" NUTx1/2" NUT 1000mm FLEXIBLE | 30.89 | #REF! | #REF! | #REF! | 1 | G04
036352 | 1/2" NUTx1/2" NUT 1500mm FLEXIBLE | 37.13 | #REF! | #REF! | #REF! | 1 | G04
036372 | 1/2" NUTx20/150 NUT 1000mm FLEXIBLE | 31.55 | #REF! | #REF! | #REF! | 1 | G04
036382 | 1/2" NUTx20/150 NUT 1500mm FLEXIBLE | 37.79 | #REF! | #REF! | #REF! | 1 | G04
| Industrial stainless steel flexible hoses |  | #REF! | #REF! | #REF!
03641 | 3/4" NUTx3/4" NUT 800mm FLEXIBLE | 30.2 | #REF! | #REF! | #REF! | 1 | G04
03642 | 3/4" NUTx3/4" NUT 1500mm FLEXIBLE | 42.45 | #REF! | #REF! | #REF! | 1 | G04
03643 | 1" NUTx1" NUT 800mm FLEXIBLE | 43.28 | #REF! | #REF! | #REF! | 1 | G04
03644 | 1" NUTx1" NUT 1500mm FLEXIBLE | 54.59 | #REF! | #REF! | #REF! | 1 | G04
03645 | 1.1/2" NUTx1.1/2" NUT 800mm FLEXIBLE | 230.82 | #REF! | #REF! | #REF! | 1 | G04
03646 | 1.1/2" NUTx1.1/2" NUT 1500mm FLEXIBLE | 288.53 | #REF! | #REF! | #REF! | 1 | G04
03647 | T2" X T2" 800MM FLEXIBLE HOSE | 288.53 | #REF! | #REF! | #REF! | 1 | G04
| POLYETHYLENE PIPING AND ACCESSORIES |  | #REF! | #REF! | #REF!
| SDR 11 polyethylene piping for Gas |  | #REF! | #REF! | #REF!
050011 | PE100 GAS SDR 11 ø 20 e3 PIPING | 2.2 | #REF! | #REF! | #REF! | 100 | G05
050021 | PE100 GAS SDR 11 ø 32 PIPING | 4.73 | #REF! | #REF! | #REF! | 100 | G05
050031 | PE100 GAS SDR 11 Ø 40 PIPPING | 7.06 | #REF! | #REF! | #REF! | 100 | G05
050041 | PE GAS SDR 11 ø 63 PIPING | 17.71 | #REF! | #REF! | #REF! | 50 | G05
050061 | PE GAS SDR 11 ø 90 PIPING | Consultar | #REF! | #REF! | #REF! | 50 | G05
050071 | PE GAS SDR 11 ø 110 PIPING | Consultar | #REF! | #REF! | #REF! | 50 | G05
050081 | PE GAS SDR 11 ø 160 PIPING | Consultar | #REF! | #REF! | #REF! | 1 | G05
050091 | PE GAS SDR 11 ø 200 PIPING | Consultar | #REF! | #REF! | #REF! | 1 | G05
05004 | PE GAS SDR 11 ø 63 PIPING | Consultar | #REF! | #REF! | #REF! | 50 | G05
05006 | PE GAS SDR 11 ø 90 PIPING | Consultar | #REF! | #REF! | #REF! | 50 | G05
05007 | PE GAS SDR 11 ø 110 PIPING | Consultar | #REF! | #REF! | #REF! | 50 | G05
05008 | PE GAS SDR 11 ø 160 PIPING | Consultar | #REF! | #REF! | #REF! | 1 | G05
05009 | PE GAS SDR 11 ø 200 PIPING | Consultar | #REF! | #REF! | #REF! | 1 | G05
050042 | PE GAS SDR 11 ø 63 PIPING | Consultar | #REF! | #REF! | #REF! | 50 | G05
050062 | PE GAS SDR 17,6 ø 90 PIPING | Consultar | #REF! | #REF! | #REF! | 50 | G05
050072 | PE GAS SDR 17,6 ø 110 PIPING | Consultar | #REF! | #REF! | #REF! | 50 | G05
050082 | PE GAS SDR 17,6 ø 110 PIPING | Consultar | #REF! | #REF! | #REF! | 1 | G05
050092 | PE GAS SDR 17,6 ø 200 PIPING | Consultar | #REF! | #REF! | #REF! | 1 | G05
| Machinery and accessories for electrofusion welding |  | #REF! | #REF! | #REF!
05032 | ELECTROFUSION MACHINE POLICODEC SMART FUSE | 2449 | #REF! | #REF! | #REF! | 1 | G05
05033 | ELECTROFUSION MACHINE | 5250 | #REF! | #REF! | #REF! | 1 | G05
05052 | PE16 - PE32 ALIGNER | 673.61 | #REF! | #REF! | #REF! | 1 | G05
05053 | PE32 - PE63 ALIGNER | 781.39 | #REF! | #REF! | #REF! | 1 | G05
05061 | SCRAPER UNIT FOR PE PIPING | 33.34 | #REF! | #REF! | #REF! | 1 | G05
05067 | PE20-40 PIPING TUBE CUTTER | 73.44 | #REF! | #REF! | #REF! | 1 | G05
05068 | PE32-63 PIPING TUBE CUTTER | 280.5 | #REF! | #REF! | #REF! | 1 | G05
05073 | PE40 PIPING ROUNDER UNIT | 321.42 | #REF! | #REF! | #REF! | 1 | G05
05074 | PE63 PIPING ROUNDER UNIT | 215 | #REF! | #REF! | #REF! | 1 | G05
05081 | PE32 MANUAL PINCER | 266.75 | #REF! | #REF! | #REF! | 1 | G05
05082 | PE63 MANUAL PINCER | 687.17 | #REF! | #REF! | #REF! | 1 | G05
| Brass body polyethylene intake valves |  | #REF! | #REF! | #REF!
05202 | PE32xPE32 DN25 INTAKE VALVE | 87.59 | #REF! | #REF! | #REF! | 1 | G05
| Polyethylene-body valves with intake base |  | #REF! | #REF! | #REF!
05663 | ALL PE WITH PE40 BASE VALVE | 138.16 | #REF! | #REF! | #REF! | 1 | G05
05664 | ALL PE WITH PE63 BASE VALVE | 198.43 | #REF! | #REF! | #REF! | 1 | G05
05665 | ALL PE WITH PE90 BASE VALVE | 349.35 | #REF! | #REF! | #REF! | 1 | G05
05683 | ALL PE WITH PE40 BASE VALVE PN6 2 OUTFLOWS | 1292.85 | #REF! | #REF! | #REF! | 1 | G05
05684 | ALL PE WITH PE63 BASE VALVE PN6 2 OUTFLOWS | 1338.53 | #REF! | #REF! | #REF! | 1 | G05
05685 | ALL PE WITH PE90 BASE VALVE PN6 2 OUTFLOWS | 2521.44 | #REF! | #REF! | #REF! | 1 | G05
| Polyethylene intake sump |  | #REF! | #REF! | #REF!
05210 | PVC 500 EXTENSION WITHOUT SUPPORT | 13.5 | #REF! | #REF! | #REF! | 1 | G05
052101 | EXTENTION CORD PVC DN90 WITHOUT SUPPORT | 13.2 | #REF! | #REF! | #REF! | 1 | G05
05211 | POLYPROPYLENE GAS CAP AND FRAME | 13.63 | #REF! | #REF! | #REF! | 1 | G05
05220 | OPERATING KEY | 329.7 | #REF! | #REF! | #REF! | 1 | G05
| Transitions from polyethylene to metal |  | #REF! | #REF! | #REF!
051222 | PE20 x Cu18 350 mm TRANSITION | 24.52 | #REF! | #REF! | #REF! | 1 | G06
051232 | PE32 x Cu22 350 mm TRANSITION | 30.32 | #REF! | #REF! | #REF! | 1 | G06
051242 | PE40 x Cu42 260 mm TRANSITION | 50 | #REF! | #REF! | #REF! | 1 | G06
051262 | PE63 x Cu54 350 mm TRANSITION | 61.07 | #REF! | #REF! | #REF! | 1 | G06
051431 | PE32 x Ac1” 200 mm TRANSITION | 22.53 | #REF! | #REF! | #REF! | 1 | G06
051441 | PE40xAc1.1/4" 250 mm TRANSITION | 25.66 | #REF! | #REF! | #REF! | 1 | G06
051461 | PE63 x Ac2” 300 mm TRANSITION | 45.24 | #REF! | #REF! | #REF! | 1 | G06
051481 | PE90 x Ac3" 300 mm TRANSITION | 63.63 | #REF! | #REF! | #REF! | 1 | G06
051491 | PE110x Ac4" TRANSITION | 143.66 | #REF! | #REF! | #REF! | 1 | G06
051231 | PE32 x InoxPress 22 350mm TRANSITION | 30.32 | #REF! | #REF! | #REF! | 1 | G06
051241 | 42 350 mm InoxPress - TRANSITION PE40 | 50 | #REF! | #REF! | #REF! | 1 | G06
051261 | 54 350 mm InoxPress - TRANSITION PE63 | 54.9 | #REF! | #REF! | #REF! | 1 | G06
| Coupling tubes from polyethylene to metal |  | #REF! | #REF! | #REF!
051731 | PE32 - Cu22 STRAIGHT PIPE | 49.5 | #REF! | #REF! | #REF! | 1 | G06
05174 | PE40 - Cu42 STRAIGHT PIPE | 59.78 | #REF! | #REF! | #REF! | 1 | G06
05176 | PE63 - Cu54 STRAIGHT PIPE | 120.96 | #REF! | #REF! | #REF! | 1 | G06
05193 | PE32 - Ac1” STRAIGHT PIPE | 57.73 | #REF! | #REF! | #REF! | 1 | G06
05194 | PE40 - Ac1.1/4" STRAIGHT PIPE | 69.11 | #REF! | #REF! | #REF! | 1 | G06
05196 | PE90 - Ac3” STRAIGHT PIPE | 133.41 | #REF! | #REF! | #REF! | 1 | G06
05198 | PE90 x Ac3” STRAIGHT PIPE | 191.28 | #REF! | #REF! | #REF! | 1 | G06
051732 | PE32 - InoxPress 22 STRAIGHT PIPE | 41.85 | #REF! | #REF! | #REF! | 1 | G06
051742 | PE40 - InoxPress 42 STRAIGHT PIPE | 62.33 | #REF! | #REF! | #REF! | 1 | G06
051762 | PE63 - InoxPress 54 STRAIGHT PIPE | 129.22 | #REF! | #REF! | #REF! | 1 | G06
| Bent coupling tubes |  | #REF! | #REF! | #REF!
05163 | PE32 - Cu22 BENT PIPE | 76.4 | #REF! | #REF! | #REF! | 1 | G06
05164 | PE40 x Cu42 BENT PIPE | 107.35 | #REF! | #REF! | #REF! | 1 | G06
05166 | PE63 x Cu54 BENT PIPE | 175 | #REF! | #REF! | #REF! | 1 | G06
| Removable PE transitions-metal |  | #REF! | #REF! | #REF!
05106 | 20/150 NUT PE20 e3 TRANSITION | 23.27 | #REF! | #REF! | #REF! | 1 | G06
05107 | 1/2” NUT PE20 e3 TRANSITION | 23.27 | #REF! | #REF! | #REF! | 1 | G06
05108 | 3/4” NUT PE32 e3 TRANSITION | 39.71 | #REF! | #REF! | #REF! | 1 | G06
051061 | Cu 18mm - PE20 TRANSITION | 21.29 | #REF! | #REF! | #REF! | 1 | G06
051062 | Cu 18mm - PE20 TRANSITION | 20.49 | #REF! | #REF! | #REF! | 1 | G06
051082 | Cu 28mm - PE32 TRANSITION | 40.14 | #REF! | #REF! | #REF! | 1 | G06
05117 | PE20x20/150 NUT 18 cm TRANSITION | 14.49 | #REF! | #REF! | #REF! | 1 | G06
05118 | PE20x20/150 NUT 150 cm TRANSITION | 27.84 | #REF! | #REF! | #REF! | 1 | G06
05119 | PE20x20/150 NUT 300 cm TRANSITION | 25.01 | #REF! | #REF! | #REF! | 1 | G06
| Coupling sleeves from Cu to Ac |  | #REF! | #REF! | #REF!
11039 | 22-26 BRASS SLEEVE | 6.21 | #REF! | #REF! | #REF! | 1 | G07
11040 | 28-32 BRASS SLEEVE | 8.89 | #REF! | #REF! | #REF! | 1 | G07
11041 | 35 BRASS SLEEVE | 15.72 | #REF! | #REF! | #REF! | 1 | G07
11042 | 42-47 BRASS SLEEVE | 24.6 | #REF! | #REF! | #REF! | 1 | G07
11043 | 54-59 BRASS SLEEVE | 31.08 | #REF! | #REF! | #REF! | 1 | G07
11044 | 67-74 BRASS SLEEVE | 49.76 | #REF! | #REF! | #REF! | 1 | G07
11045 | 80 BRASS SLEEVE | 82.28 | #REF! | #REF! | #REF! | 1 | G07
| Galvanised steel protective hats |  | #REF! | #REF! | #REF!
10072 | 25 x 25 OMEGA PROTECTION | 18.57 | #REF! | #REF! | #REF! | 10 | G07
10073 | 30 x 3O MEGA PROTECTION | 18.89 | #REF! | #REF! | #REF! | 6 | G07
10076 | 35 x 50 OMEGA PROTECTION | 24.75 | #REF! | #REF! | #REF! | 6 | G07
10077 | 40 x 40 OMEGA PROTECTION | 24.75 | #REF! | #REF! | #REF! | 6 | G07
10082 | 50 x 60 OMEGA PROTECTION | 38.42 | #REF! | #REF! | #REF! | 6 | G07
| Stainless steel cable jackets |  | #REF! | #REF! | #REF!
05155 | STAINLESS STEEL SHEATH WITH DN25 PLUG | 53.7 | #REF! | #REF! | #REF! | 1 | G07
05156 | STAINLESS STEEL SHEATH WITH DN32 PLUG | 89.13 | #REF! | #REF! | #REF! | 1 | G07
05157 | STAINLESS STEEL SHEATH WITH DN50 PLUG | 123.27 | #REF! | #REF! | #REF! | 1 | G07
| PE transition sleeve to male thread |  | #REF! | #REF! | #REF!
05401 | ELECTROFUSION PE20xM1/2" SLEEVE | 42.08 | #REF! | #REF! | #REF! | 1 | G07
05403 | ELECTROFUSION PE32xM1" SLEEVE | 44.25 | #REF! | #REF! | #REF! | 1 | G07
05406 | ELECTROFUSION PE40xM1" SLEEVE | 50.8 | #REF! | #REF! | #REF! | 1 | G07
05408 | ELECTROFUSION PE40xM1.1/2 SLEEVE | 66.17 | #REF! | #REF! | #REF! | 1 | G07
05416 | ELECTROFUSION PE63xM1.1/2 SLEEVE | 87.82 | #REF! | #REF! | #REF! | 1 | G07
05417 | ELECTROFUSION PE63XM2" SLEEVE | 86.91 | #REF! | #REF! | #REF! | 1 | G07
| PE transition sleeve to nut |  | #REF! | #REF! | #REF!
05431 | ELECTROFUSION PE20x3/4" NUT SLEEVE | 37.47 | #REF! | #REF! | #REF! | 1 | G07
05433 | ELECTROFUSION PE32x1" NUT SLEEVE | 53.68 | #REF! | #REF! | #REF! | 1 | G07
05435 | ELECTROFUSION PE40x1.1/2 NUT SLEEVE | 68.44 | #REF! | #REF! | #REF! | 1 | G07
05437 | ELECTROFUSION PE63x2" NUT SLEEVE | 122.47 | #REF! | #REF! | #REF! | 1 | G07
| PE bent transition sleeve to male |  | #REF! | #REF! | #REF!
05441 | ELECTROFUSION PE20xM1/2" 90º ELBOW | 24.42 | #REF! | #REF! | #REF! | 1 | G07
05443 | ELECTROFUSION PE32xM.1" 90º ELBOW | 22.48 | #REF! | #REF! | #REF! | 1 | G07
05446 | ELECTROFUSION PE40xM1" 90º ELBOW | 28.29 | #REF! | #REF! | #REF! | 1 | G07
05448 | ELECTROFUSION PE40xM1.1/2" 90º ELBOW | 29.68 | #REF! | #REF! | #REF! | 1 | G07
| PE bent transition sleeve to nut |  | #REF! | #REF! | #REF!
05471 | ELECTROFUSION PE20X3/4" NUT 90º ELBOW | 43.74 | #REF! | #REF! | #REF! | 1 | G07
05473 | ELECTROFUSION PE32x1" NUT 90º ELBOW | 63.26 | #REF! | #REF! | #REF! | 1 | G07
05478 | ELECTROFUSION PE63xT2" 90° ELBOW | 119.49 | #REF! | #REF! | #REF! | 1 | G07
| PE SDR 11 electrofusion sleeves |  | #REF! | #REF! | #REF!
05221 | PE ELECTROSOFUSION DN20 SLEEVE | 4.56 | #REF! | #REF! | #REF! | 1 | G08
05222 | PE ELECTROSOFUSION DN32 SLEEVE | 4.56 | #REF! | #REF! | #REF! | 1 | G08
05223 | PE ELECTROSOFUSION DN40 SLEEVE | 4.84 | #REF! | #REF! | #REF! | 1 | G08
05224 | PE ELECTROSOFUSION DN63 SLEEVE | 6.81 | #REF! | #REF! | #REF! | 1 | G08
05226 | PE ELECTROSOFUSION DN90 SLEEVE | 11.49 | #REF! | #REF! | #REF! | 1 | G08
05227 | PE ELECTROSOFUSION DN110 SLEEVE | 14.94 | #REF! | #REF! | #REF! | 1 | G08
| PE SDR 11 electrofusion female plugs |  | #REF! | #REF! | #REF!
05241 | PE ELECTROSOFUSION DN20 PLUG | 6.87 | #REF! | #REF! | #REF! | 1 | G08
05242 | PE ELECTROSOFUSION DN32 PLUG | 7.08 | #REF! | #REF! | #REF! | 1 | G08
05243 | PE ELECTROSOFUSION DN40 PLUG | 9.1 | #REF! | #REF! | #REF! | 1 | G08
05244 | PE ELECTROSOFUSION DN63 PLUG | 13.26 | #REF! | #REF! | #REF! | 1 | G08
05246 | PE ELECTROSOFUSION DN90 PLUG | 27.87 | #REF! | #REF! | #REF! | 1 | G08
05247 | PE ELECTROSOFUSION DN110 PLUG | 40.41 | #REF! | #REF! | #REF! | 1 | G08
| PE SDR 11 female/female reducing sockets |  | #REF! | #REF! | #REF!
05262 | PE ELECTROSOFUSION 32x20 REDUCTION | 7.98 | #REF! | #REF! | #REF! | 1 | G08
05263 | PE ELECTROSOFUSION 40x20 REDUCTION | 8.26 | #REF! | #REF! | #REF! | 1 | G08
05264 | PE ELECTROSOFUSION 40x32 REDUCTION | 11.16 | #REF! | #REF! | #REF! | 1 | G08
05265 | PE ELECTROSOFUSION 63x32 REDUCTION | 16.86 | #REF! | #REF! | #REF! | 1 | G08
05266 | PE ELECTROSOFUSION 63x40 REDUCTION | 15.03 | #REF! | #REF! | #REF! | 1 | G08
05268 | PE ELECTROSOFUSION 90x63 REDUCTION | 23.82 | #REF! | #REF! | #REF! | 1 | G08
05270 | PE ELECTROFUSION 110x90 REDUCTION | 35.01 | #REF! | #REF! | #REF! | 1 | G08
| PE SDR 11 spigot reducing sockets |  | #REF! | #REF! | #REF!
05281 | 40x20 REDUCTION SPIGOT | 4.4 | #REF! | #REF! | #REF! | 1 | G08
05283 | 40x32 REDUCTION SPIGOT | 3.82 | #REF! | #REF! | #REF! | 1 | G08
05284 | 63x32 REDUCTION SPIGOT | 7.9 | #REF! | #REF! | #REF! | 1 | G08
05285 | 63x40 REDUCTION SPIGOT | 7.9 | #REF! | #REF! | #REF! | 1 | G08
05288 | 90x63 REDUCTION SPIGOT | 15.69 | #REF! | #REF! | #REF! | 1 | G08
05290 | 110x90 REDUCTION SPIGOT | 25.49 | #REF! | #REF! | #REF! | 1 | G08
| PE SDR 11 45º electrofusion sleeves |  | #REF! | #REF! | #REF!
05302 | PE ELECTROSOFUSION DN32 45º ELBOW | 10.14 | #REF! | #REF! | #REF! | 1 | G08
05303 | PE ELECTROSOFUSION DN40 45º ELBOW | 12.12 | #REF! | #REF! | #REF! | 1 | G08
05304 | PE ELECTROFUSION DN63 45º ELBOW | 14.19 | #REF! | #REF! | #REF! | 1 | G08
05306 | PE ELECTROSOFUSION DN90 45º ELBOW | 30.45 | #REF! | #REF! | #REF! | 1 | G08
05307 | PE ELECTROFUSION DN110 45º ELBOW | 43.74 | #REF! | #REF! | #REF! | 1 | G08
| PE SDR 11 90º electrofusion sleeves |  | #REF! | #REF! | #REF!
05341 | PE ELECTROFUSION DN20 90º ELBOW | 12.39 | #REF! | #REF! | #REF! | 1 | G08
05342 | PE ELECTROFUSION DN32 90º ELBOW | 9.39 | #REF! | #REF! | #REF! | 1 | G08
05343 | PE ELECTROFUSION DN40 90º ELBOW | 10.68 | #REF! | #REF! | #REF! | 1 | G08
05344 | PE ELECTROFUSION DN63 90º ELBOW | 13.92 | #REF! | #REF! | #REF! | 1 | G08
05346 | PE ELECTROFUSION DN90 90º ELBOW | 28.26 | #REF! | #REF! | #REF! | 1 | G08
05347 | PE ELECTROFUSION DN110 90º ELBOW | 39.27 | #REF! | #REF! | #REF! | 1 | G08
| PE SDR 11 Tees with equal electrofusion connections |  | #REF! | #REF! | #REF!
05351 | PE ELECTROFUSION DN20 EQUAL TEE | 15.83 | #REF! | #REF! | #REF! | 1 | G09
05352 | PE ELECTROFUSION DN32 EQUAL TEE | 10.8 | #REF! | #REF! | #REF! | 1 | G09
05353 | PE ELECTROFUSION DN40 EQUAL TEE | 15.72 | #REF! | #REF! | #REF! | 1 | G09
05354 | PE ELECTROFUSION DN63 EQUAL TEE | 19.05 | #REF! | #REF! | #REF! | 1 | G09
05356 | PE ELECTROFUSION DN90 EQUAL TEE | 34.02 | #REF! | #REF! | #REF! | 1 | G09
05357 | PE ELECTROFUSION DN110 EQUAL TEE | 54.15 | #REF! | #REF! | #REF! | 1 | G09
| PE SDR 11 electrofusion tapping tees |  | #REF! | #REF! | #REF!
05371 | PE40 S 32 TAPPING TEE | 53.2 | #REF! | #REF! | #REF! | 1 | G09
05393 | PE90 S 63 TAPPING TEE | 77.68 | #REF! | #REF! | #REF! | 1 | G09
| PE SDR 11 underpart electrofusion tapping tees |  | #REF! | #REF! | #REF!
05380 | UNDER PE40 S 20 TAPPING TEE | 53.2 | #REF! | #REF! | #REF! | 1 | G09
05382 | UNDER PE63 S 32 TAPPING TEE | 33.56 | #REF! | #REF! | #REF! | 1 | G09
05383 | UNDER PE63 S 63 TAPPING TEE | 92.51 | #REF! | #REF! | #REF! | 1 | G09
05384 | UNDER PE90 S 32 TAPPING TEE | 64.57 | #REF! | #REF! | #REF! | 1 | G09
05385 | UNDER PE110 S 32 TAPPING TEE | 70.51 | #REF! | #REF! | #REF! | 1 | G09
| PE SDR 11 clamp holders |  | #REF! | #REF! | #REF!
05502 | PE32 SDR11 CLAMP HOLDER | 3.99 | #REF! | #REF! | #REF! | 1 | G09
05503 | PE40 SDR11 CLAMP HOLDER | 4.71 | #REF! | #REF! | #REF! | 1 | G09
05504 | PE63 SDR11 CLAMP HOLDER | 7.23 | #REF! | #REF! | #REF! | 1 | G09
05506 | PE90 SDR11 CLAMP HOLDER | 13.43 | #REF! | #REF! | #REF! | 1 | G09
04833 | FLAT BRIDLE PN-16 DN 25 FOR BRIDLE SUPPORT PE 32 | 17.2 | #REF! | #REF! | #REF! | 1 | G09
04834 | FLAT BRIDLE PN-16 DN 32 FOR BRIDLE SUPPORT PE 40 | 20.38 | #REF! | #REF! | #REF! | 1 | G09
04835 | FLAT BRIDLE PN-16 DN 50 FOR BRIDLE SUPPORT PE 63 | 30.98 | #REF! | #REF! | #REF! | 1 | G09
04836 | FLAT BRIDLE PN-16 DN 80 FOR BRIDLE SUPPORT PE 90 | 45.41 | #REF! | #REF! | #REF! | 1 | G09
05903 | THERMOPLASTIC JOINT FOR BRIDLE FITTER DN 25 | 1.9 | #REF! | #REF! | #REF! | 1 | G09
05904 | THERMOPLASTIC JOINT FOR BRIDLE FITTER DN 40 | 2.22 | #REF! | #REF! | #REF! | 1 | G09
05905 | THERMOPLASTIC JOINT FOR BRIDLE FITTER DN 50 | 2.41 | #REF! | #REF! | #REF! | 1 | G09
05906 | THERMOPLASTIC JOINT FOR BRIDLE FITTER DN 80 | 4.65 | #REF! | #REF! | #REF! | 1 | G09
| COPPER PIPING |  | #REF! | #REF! | #REF!
| Rolls of copper piping |  | #REF! | #REF! | #REF!
10001 | m 4 x 6 ANNEALED COPPER TUBE | Consultar | #REF! | #REF! | #REF! | 50 | G10
10002 | m 6 x 8 ANNEALED COPPER TUBE | Consultar | #REF! | #REF! | #REF! | 50 | G10
10003 | m 8 x 10 ANNEALED COPPER TUBE | Consultar | #REF! | #REF! | #REF! | 50 | G10
10004 | m 10 x 12 ANNEALED COPPER TUBE | Consultar | #REF! | #REF! | #REF! | 50 | G10
10006 | m 13 x 15 ANNEALED COPPER TUBE | Consultar | #REF! | #REF! | #REF! | 25 | G10
10012 | m 12 x 15 ANNEALED COPPER TUBE | Consultar | #REF! | #REF! | #REF! | 50 | G10
10013 | m 15 x 18 ANNEALED COPPER TUBE | Consultar | #REF! | #REF! | #REF! | 25 | G10
10014 | m 19 x 22 ANNEALED COPPER TUBE | Consultar | #REF! | #REF! | #REF! | 50 | G10
| Rolls of chromed copper piping |  | #REF! | #REF! | #REF!
10022 | m 8 x 10 CHROME COPPER TUBE | Consultar | #REF! | #REF! | #REF! | 25 | G10
10023 | m 10 x 12 CHROME COPPER TUBE | Consultar | #REF! | #REF! | #REF! | 25 | G10
| Strips copper |  | #REF! | #REF! | #REF!
10032 | m COPPER TUBE 10 x 12 STRIPS | Consultar | #REF! | #REF! | #REF! | 1 | G10
10034 | m COPPER TUBE 13 x 15 STRIPS | Consultar | #REF! | #REF! | #REF! | 1 | G10
10036 | m COPPER TUBE 16 x 18 STRIPS | Consultar | #REF! | #REF! | #REF! | 1 | G10
10037 | m COPPER TUBE 20 x 22 STRIPS | Consultar | #REF! | #REF! | #REF! | 1 | G10
10038 | m COPPER TUBE 26 x 28 STRIPS | Consultar | #REF! | #REF! | #REF! | 1 | G10
10039 | m COPPER TUBE 33 x 35 STRIPS | Consultar | #REF! | #REF! | #REF! | 1 | G10
10040 | m COPPER TUBE 40 x 42 STRIPS | Consultar | #REF! | #REF! | #REF! | 1 | G10
10041 | m COPPER TUBE 52 x 54 STRIPS | Consultar | #REF! | #REF! | #REF! | 1 | G10
| ENVOLVING PIPE |  | #REF! | #REF! | #REF!
10096 | FLEXING PIPE 27x32 ENVELOPING PIPE Cu 15mm | 4.66 | #REF! | #REF! | #REF! | 25 | G10
10097 | FLEXING PIPE 32x40 ENVELOPING PIPE Cu 18mm | 6.59 | #REF! | #REF! | #REF! | 25 | G10
10099 | FLEXING PIPE 38x47 ENVELOPING PIPE Cu 28mm | 6.86 | #REF! | #REF! | #REF! | 25 | G10
| Copper sheathing accessories |  | #REF! | #REF! | #REF!
10060 | Ø 22mm ELBOW FOR SHEATHING | 4.51 | #REF! | #REF! | #REF! | 1 | G10
10061 | Ø 28mm ELBOW FOR SHEATHING | 9.23 | #REF! | #REF! | #REF! | 1 | G10
10062 | Ø 35mm ELBOW FOR SHEATHING | 12.78 | #REF! | #REF! | #REF! | 1 | G10
10067 | Ø 35mm TEE FOR SHEATHING | 19.96 | #REF! | #REF! | #REF! | 1 | G10
10068 | 22 100mm BUSHING SLEEVE | 4.88 | #REF! | #REF! | #REF! | 1 | G10
10069 | 28-30 100mm BUSHING SLEEVE | 3.8 | #REF! | #REF! | #REF! | 1 | G10
| ACCESSORIES |  | #REF! | #REF! | #REF!
| FORGED STEEL ACCESSORIES |  | #REF! | #REF! | #REF!
| SW welded forged steel accesoories |  | #REF! | #REF! | #REF!
04403 | 1/2" WELDED SLEEVE | 4.63 | #REF! | #REF! | #REF! | 1 | G11
04404 | 3/4" WELDED SLEEVE | 5.74 | #REF! | #REF! | #REF! | 1 | G11
04405 | 1" WELDED SLEEVE | 7.56 | #REF! | #REF! | #REF! | 1 | G11
04406 | 1.1/4" WELDED SLEEVE | 10.72 | #REF! | #REF! | #REF! | 1 | G11
04407 | 1.1/2" WELDED SLEEVE | 14.95 | #REF! | #REF! | #REF! | 1 | G11
04408 | 2" WELDED SLEEVE | 18.56 | #REF! | #REF! | #REF! | 1 | G11
04409 | 2.1/2" WELDED SLEEVE | 38.41 | #REF! | #REF! | #REF! | 1 | G11
04410 | 3" WELDED SLEEVE | 62.73 | #REF! | #REF! | #REF! | 1 | G11
04423 | 90° 1/2" WELDED ELBOW | 7.04 | #REF! | #REF! | #REF! | 1 | G11
04424 | 90° 3/4" WELDED ELBOW | 9.06 | #REF! | #REF! | #REF! | 1 | G11
04425 | 90° 1" WELDED ELBOW | 15.49 | #REF! | #REF! | #REF! | 1 | G11
04426 | 90° 1.1/4" WELDED ELBOW | 22.63 | #REF! | #REF! | #REF! | 1 | G11
04427 | 90° 1.1/2" WELDED ELBOW | 26.68 | #REF! | #REF! | #REF! | 1 | G11
04428 | 90° 2" WELDED ELBOW | 56.63 | #REF! | #REF! | #REF! | 1 | G11
04429 | 90° 2.1/2" WELDED ELBOW | 83.63 | #REF! | #REF! | #REF! | 1 | G11
04430 | 90° 3" WELDED ELBOW | 265 | #REF! | #REF! | #REF! | 1 | G11
04433 | 1/2" FEMALE WELDED TEE | 9.45 | #REF! | #REF! | #REF! | 1 | G11
04434 | 3/4" FEMALE WELDED TEE | 11.95 | #REF! | #REF! | #REF! | 1 | G11
04435 | 1" FEMALE WELDED TEE | 17.22 | #REF! | #REF! | #REF! | 1 | G11
04436 | 1.1/4" FEMALE WELDED TEE | 36.6 | #REF! | #REF! | #REF! | 1 | G11
04437 | 1.1/2" FEMALE WELDED TEE | 33.36 | #REF! | #REF! | #REF! | 1 | G11
04438 | 2" FEMALE WELDED TEE | 55.51 | #REF! | #REF! | #REF! | 1 | G11
04439 | 2.1/2" FEMALE WELDED TEE | 118.13 | #REF! | #REF! | #REF! | 1 | G11
04440 | 3" FEMALE WELDED TEE | 186.37 | #REF! | #REF! | #REF! | 1 | G11
| NPT thread forged steel accessories |  | #REF! | #REF! | #REF!
04503 | 1/2" THREAD FEMALE FORGED STEEL SLEEVE | 6.24 | #REF! | #REF! | #REF! | 1 | G11
04504 | 3/4" THREAD FEMALE FORGED STEEL SLEEVE | 6.75 | #REF! | #REF! | #REF! | 1 | G11
04505 | 1" THREAD FEMALE FORGED STEEL SLEEVE | 8.79 | #REF! | #REF! | #REF! | 1 | G11
04506 | 1.1/4" THREAD FEMALE FORGED STEEL SLEEVE | 16.12 | #REF! | #REF! | #REF! | 1 | G11
04507 | 1.1/2" THREAD FEMALE FORGED STEEL SLEEVE | 18.77 | #REF! | #REF! | #REF! | 1 | G11
04508 | 2" THREAD FEMALE FORGED STEEL SLEEVE | 23.51 | #REF! | #REF! | #REF! | 1 | G11
04509 | 2.1/2" THREAD FEMALE FORGED STEEL SLEEVE | 117.7 | #REF! | #REF! | #REF! | 1 | G11
04510 | 3" THREAD FEMALE FORGED STEEL SLEEVE | 60.88 | #REF! | #REF! | #REF! | 1 | G11
04511 | 1/4" THREAD MALE FORGED STEEL SLEEVE | 6.38 | #REF! | #REF! | #REF! | 1 | G11
04513 | 1/2" THREAD MALE FORGED STEEL SLEEVE | 6.72 | #REF! | #REF! | #REF! | 1 | G11
04514 | 3/4" THREAD MALE FORGED STEEL SLEEVE | 7.45 | #REF! | #REF! | #REF! | 1 | G11
04515 | 1" THREAD MALE FORGED STEEL SLEEVE | 9.88 | #REF! | #REF! | #REF! | 1 | G11
04516 | 1.1/4" THREAD MALE FORGED STEEL SLEEVE | 10.29 | #REF! | #REF! | #REF! | 1 | G11
04517 | 1.1/2" THREAD MALE FORGED STEEL SLEEVE | 14.18 | #REF! | #REF! | #REF! | 1 | G11
04518 | 2" THREAD MALE FORGED STEEL SLEEVE | 16.45 | #REF! | #REF! | #REF! | 1 | G11
04519 | 2.1/2" THREAD MALE FORGED STEEL SLEEVE | 58.03 | #REF! | #REF! | #REF! | 1 | G11
04520 | 3" THREAD MALE FORGED STEEL SLEEVE | 82.52 | #REF! | #REF! | #REF! | 1 | G11
04523 | 1/2" 90 ° ELBOW STEEL FORGED THREAD FEMALE | 10.01 | #REF! | #REF! | #REF! | 1 | G11
04524 | 3/4" 90 ° ELBOW STEEL FORGED THREAD FEMALE | 13.16 | #REF! | #REF! | #REF! | 1 | G11
04525 | 1" 90 ° ELBOW STEEL FORGED THREAD FEMALE | 21.1 | #REF! | #REF! | #REF! | 1 | G11
04526 | 1.1/4" 90 ° ELBOW STEEL FORGED THREAD FEMALE | 30.23 | #REF! | #REF! | #REF! | 1 | G11
04527 | 1.1/2" 90 ° ELBOW STEEL FORGED THREAD FEMALE | 36.33 | #REF! | #REF! | #REF! | 1 | G11
04528 | 2" STEEL FORGED BEND 90º WITH SOCKET | 55.79 | #REF! | #REF! | #REF! | 1 | G11
04529 | 2.1/2" STEEL FORGED BEND 90º WITH SOCKET | 121.74 | #REF! | #REF! | #REF! | 1 | G11
04530 | 3" STEEL FORGED BEND 90ºWITH SOCKET | 183.9 | #REF! | #REF! | #REF! | 1 | G11
04533 | 1/2" TE FEMALE THREAD OF FORGED STEEL | 12.64 | #REF! | #REF! | #REF! | 1 | G12
04534 | 3/4" TE FEMALE THREAD OF FORGED STEEL | 21.75 | #REF! | #REF! | #REF! | 1 | G12
04535 | 1" TE FEMALE THREAD OF FORGED STEEL | 34.35 | #REF! | #REF! | #REF! | 1 | G12
04536 | 1.1/4" TE FEMALE THREAD OF FORGED STEEL | 40.46 | #REF! | #REF! | #REF! | 1 | G12
04537 | 1.1/2" TE FEMALE THREAD OF FORGED STEEL | 56.39 | #REF! | #REF! | #REF! | 1 | G12
04538 | 2" TE FEMALE THREAD OF FORGED STEEL | 74.63 | #REF! | #REF! | #REF! | 1 | G12
04539 | 2.1/2 " TE FEMALE THREAD OF FORGED STEEL | 168.26 | #REF! | #REF! | #REF! | 1 | G12
04540 | 3 " TE FEMALE THREAD OF FORGED STEEL | 260.3 | #REF! | #REF! | #REF! | 1 | G12
04553 | 1/2" MALE HEXAGONAL FORGED PLUG | 3.79 | #REF! | #REF! | #REF! | 1 | G12
04554 | 3/4" MALE HEXAGONAL FORGED PLUG | 5.61 | #REF! | #REF! | #REF! | 1 | G12
04555 | 1" MALE HEXAGONAL FORGED PLUG | 9.13 | #REF! | #REF! | #REF! | 1 | G12
04556 | 1.1 / 4 " MALE HEXAGONAL FORGED PLUG | 12.07 | #REF! | #REF! | #REF! | 1 | G12
04557 | 1.1/2" MALE HEXAGONAL FORGED PLUG | 13.8 | #REF! | #REF! | #REF! | 1 | G12
04558 | 2" MALE HEXAGONAL FORGED PLUG | 17.53 | #REF! | #REF! | #REF! | 1 | G12
04559 | 2.1/2" MALE HEXAGONAL FORGED PLUG | 36.86 | #REF! | #REF! | #REF! | 1 | G12
04560 | 3" MALE HEXAGONAL FORGED PLUG | 46.05 | #REF! | #REF! | #REF! | 1 | G12
04563 | 1/2" DOBLE PLUG IN STEEL FORGED | 9.2 | #REF! | #REF! | #REF! | 1 | G12
04564 | 3/4" DOBLE PLUG IN STEEL FORGED | 9.79 | #REF! | #REF! | #REF! | 1 | G12
04565 | 1" DOBLE PLUG IN STEEL FORGED | 21.25 | #REF! | #REF! | #REF! | 1 | G12
04566 | 1.1/4" DOBLE PLUG IN STEEL FORGED | 26 | #REF! | #REF! | #REF! | 1 | G12
04567 | 1.1/2" DOBLE PLUG IN STEEL FORGED | 25.27 | #REF! | #REF! | #REF! | 1 | G12
04568 | 2" DOBLE PLUG IN STEEL FORGED | 31.6 | #REF! | #REF! | #REF! | 1 | G12
04569 | 2.1/2" DOBLE PLUG IN STEEL FORGED | 94.11 | #REF! | #REF! | #REF! | 1 | G12
04570 | 3" DOBLE PLUG IN STEEL FORGED | 125.14 | #REF! | #REF! | #REF! | 1 | G12
04573 | M-M 1"x3/4" HEXAGONAL RED. | 25.02 | #REF! | #REF! | #REF! | 1 | G12
04574 | M-M 1.1/4"x1" HEXAGONAL RED. | 20.52 | #REF! | #REF! | #REF! | 1 | G12
04576 | M-M 1.1/2"x1" HEXAGONAL RED. | 41.67 | #REF! | #REF! | #REF! | 1 | G12
04577 | M-M 1.1/2x1.1/4 HEXAGONAL RED. | 40.94 | #REF! | #REF! | #REF! | 1 | G12
04583 | M-F 1"x3/4" HEXAGONAL RED. | 15.53 | #REF! | #REF! | #REF! | 1 | G12
04584 | M-F 1.1/4"x1" HEXAGONAL RED. | 19.29 | #REF! | #REF! | #REF! | 1 | G12
04585 | M-F 1.1/2"x3/4" HEXAGONAL RED. | 22.05 | #REF! | #REF! | #REF! | 1 | G12
04586 | M-F 1.1/2"x1" HEXAGONAL RED. | 22.05 | #REF! | #REF! | #REF! | 1 | G12
04587 | M-F 1.1/2x1.1/4 HEXAGONAL RED. | 25.61 | #REF! | #REF! | #REF! | 1 | G12
| NPT thread welded forged steel accessories |  | #REF! | #REF! | #REF!
04601 | 1/4" STEEL FORGED SEMI-SLEEVE | 5.38 | #REF! | #REF! | #REF! | 1 | G12
04603 | 1/2" STEEL FORGED SEMI-SLEEVE | 4.39 | #REF! | #REF! | #REF! | 1 | G12
04604 | 3/4" STEEL FORGED SEMI-SLEEVE | 6.09 | #REF! | #REF! | #REF! | 1 | G12
04605 | 1" STEEL FORGED SEMI-SLEEVE | 6.48 | #REF! | #REF! | #REF! | 1 | G12
04606 | 1.1/4" STEEL FORGED SEMI-SLEEVE | 9.74 | #REF! | #REF! | #REF! | 1 | G12
04607 | 1.1/2" STEEL FORGED SEMI-SLEEVE | 12.7 | #REF! | #REF! | #REF! | 1 | G12
04608 | 2" STEEL FORGED SEMI-SLEEVE | 14.24 | #REF! | #REF! | #REF! | 1 | G12
04609 | 2.1/2" STEEL FORGED SEMI-SLEEVE | 27.62 | #REF! | #REF! | #REF! | 1 | G12
04610 | 3" STEEL FORGED SEMI-SLEEVE | 35.96 | #REF! | #REF! | #REF! | 1 | G12
04611 | M 1/4" NIPLEX WELDED x THREAD | 6.72 | #REF! | #REF! | #REF! | 1 | G12
04613 | M 1/2" NIPLEX WELDED x THREAD | 6.72 | #REF! | #REF! | #REF! | 1 | G12
04614 | M 3/4" NIPLEX WELDED x THREAD | 7.04 | #REF! | #REF! | #REF! | 1 | G12
04615 | M 1" NIPLEX WELDED x THREAD | 10.36 | #REF! | #REF! | #REF! | 1 | G12
04616 | M 1.1/4" NIPLEX WELDED x THREAD | 16.02 | #REF! | #REF! | #REF! | 1 | G12
04617 | M 1.1/2" NIPLEX WELDED x THREAD | 14.9 | #REF! | #REF! | #REF! | 1 | G12
04618 | M 2" NIPLEX WELDED x THREAD | 15.46 | #REF! | #REF! | #REF! | 1 | G12
04619 | STEEL WELDED FORGED NIPLEX X SCREW | 42.34 | #REF! | #REF! | #REF! | 1 | G12
04620 | STEEL WELDED FORGED NIPLEX X SCREW | 103.29 | #REF! | #REF! | #REF! | 1 | G12
| Expansion sockets for fill intakes |  | #REF! | #REF! | #REF!
04761 | 1.1/4-1.1/2 STRAIGHT EXPANDER | 140 | #REF! | #REF! | #REF! | 1 | G12
04762 | 1.1/4-1.1/2 BENT EXPANDER | 160 | #REF! | #REF! | #REF! | 1 | G12
| Clamps and accessories |  | #REF! | #REF! | #REF!
04803 | 1" FLANGE WITH NECK DIN 2633 PN16 | 22.16 | #REF! | #REF! | #REF! | 1 | G13
04804 | 1.1/4" FLANGE WITH NECK DIN 2633 PN16 | 34.04 | #REF! | #REF! | #REF! | 1 | G13
04805 | 1.1/2" FLANGE WITH NECK DIN 2633 PN16 | 40 | #REF! | #REF! | #REF! | 1 | G13
04806 | 2" FLANGE WITH NECK DIN 2633 PN16 | 59.44 | #REF! | #REF! | #REF! | 1 | G13
04807 | 2.1/2" FLANGE WITH NECK DIN 2633 PN16 | 62.44 | #REF! | #REF! | #REF! | 1 | G13
04808 | 3" FLANGE WITH NECK DIN 2633 PN16 | 84.37 | #REF! | #REF! | #REF! | 1 | G13
04813 | 1" FLANGE WITH NECK DIN 2635 PN40 | 32.16 | #REF! | #REF! | #REF! | 1 | G13
04814 | 1.1/4" FLANGE WITH NECK DIN 2635 PN40 | 46.52 | #REF! | #REF! | #REF! | 1 | G13
04815 | 1.1/2" FLANGE WITH NECK DIN 2635 PN40 | 49.96 | #REF! | #REF! | #REF! | 1 | G13
04816 | 2" FLANGE WITH NECK DIN 2635 PN40 | 59.44 | #REF! | #REF! | #REF! | 1 | G13
04817 | 2.1/2" FLANGE WITH NECK DIN 2635 PN40 | 68.02 | #REF! | #REF! | #REF! | 1 | G13
04818 | 3" FLANGE WITH NECK DIN 2635 PN40 | 96.48 | #REF! | #REF! | #REF! | 1 | G13
04843 | 1" FLANGE PN 16 DN 2502 | 9.61 | #REF! | #REF! | #REF! | 1 | G13
04844 | 1.1/4" FLANGE PN 16 DN 2502 | 14.02 | #REF! | #REF! | #REF! | 1 | G13
04845 | 1.1/2" FLANGE PN 16 DN 2502 | 12.59 | #REF! | #REF! | #REF! | 1 | G13
04846 | 2" FLANGE PN 16 DN 2502 | 30.23 | #REF! | #REF! | #REF! | 1 | G13
04847 | 2.1/2" FLANGE PN 16 DN 2502 | 25.25 | #REF! | #REF! | #REF! | 1 | G13
04848 | 3" FLANGE PN 16 DN 2502 | 27.23 | #REF! | #REF! | #REF! | 1 | G13
04903 | 1" FLANGE 150 Lb SW ANSI | 21.51 | #REF! | #REF! | #REF! | 1 | G13
04904 | 1.1/4" FLANGE 150 Lb SW ANSI | 17.86 | #REF! | #REF! | #REF! | 1 | G13
04905 | 1.1/2" FLANGE 150 Lb SW ANSI | 20.72 | #REF! | #REF! | #REF! | 1 | G13
04906 | 2" FLANGE 150 Lb SW ANSI | 21.67 | #REF! | #REF! | #REF! | 1 | G13
04913 | 1" FLANGE 300 Lb SW ANSI | 29.565 | #REF! | #REF! | #REF! | 1 | G13
04914 | 1.1/4" FLANGE 300 Lb SW ANSI | 76.47 | #REF! | #REF! | #REF! | 1 | G13
04915 | 1.1/2" FLANGE 300 Lb SW ANSI | 41.121 | #REF! | #REF! | #REF! | 1 | G13
04916 | 2" FLANGE 300 Lb SW ANSI | 61.15 | #REF! | #REF! | #REF! | 1 | G13
04873 | DN25 DIN 1" EIGHT-PIECE DISC | 41.11 | #REF! | #REF! | #REF! | 1 | G13
04874 | DN32 DIN 1.1/4" EIGHT-PIECE DISC | 41.11 | #REF! | #REF! | #REF! | 1 | G13
04875 | DN40 DIN 1.1/2" EIGHT-PIECE DISC | 48.65 | #REF! | #REF! | #REF! | 1 | G13
04876 | DN50 DIN 2" EIGHT-PIECE DISC | 55.58 | #REF! | #REF! | #REF! | 1 | G13
04878 | DN80 DIN 3" EIGHT-PIECE DISC | 104.15 | #REF! | #REF! | #REF! | 1 | G13
04883 | KLINGERIT JOINT 1" CLAMP | 1.63 | #REF! | #REF! | #REF! | 1 | G13
04884 | KLINGERIT JOINT 1.1/4" CLAMP | 1.79 | #REF! | #REF! | #REF! | 1 | G13
04885 | KLINGERIT JOINT 1.1/2" CLAMP | 1.99 | #REF! | #REF! | #REF! | 1 | G13
04886 | KLINGERIT JOINT 2" CLAMP | 2.3 | #REF! | #REF! | #REF! | 1 | G13
04887 | KLINGERIT SEAL FOR STRAP 2.1/2" | 2.8 | #REF! | #REF! | #REF! | 1 | G13
04888 | KLINGERIT SEAL FOR STRAP 3" | 4.26 | #REF! | #REF! | #REF! | 1 | G13
04893 | DIN 933 M 12 x 60mm SCREW | 0.71 | #REF! | #REF! | #REF! | 1 | G13
04894 | DIN 933 M 16 x 60mm SCREW | 2.25 | #REF! | #REF! | #REF! | 1 | G13
04892 | DIN 933 M 16 x 40mm SCREW | 1.52 | #REF! | #REF! | #REF! | 1 | G13
04895 | DIN 933 M 16 x 70mm SCREW | 2.06 | #REF! | #REF! | #REF! | 1 | G13
048951 | DN933 20x70 HEXAGONAL SCREW | 3.37 | #REF! | #REF! | #REF! | 1 | G13
04896 | M-12 NUT DIN 934 | 0.37 | #REF! | #REF! | #REF! | 1 | G13
04897 | M-16 NUT DIN 934 | 0.36 | #REF! | #REF! | #REF! | 1 | G13
04898 | M-20 NUT DIN 934 | 0.72 | #REF! | #REF! | #REF! | 1 | G13
| 2-piece fittings |  | #REF! | #REF! | #REF!
| Straight copper fittings with nut withour seal |  | #REF! | #REF! | #REF!
13401 | 20/150 x 12 STRAIGHT FITTING | 2.32 | #REF! | #REF! | #REF! | 25 | G14
13403 | 20/150 x 15 STRAIGHT FITTING | 2.41 | #REF! | #REF! | #REF! | 25 | G14
13405 | 20/150 x 18 STRAIGHT FITTING | 2.78 | #REF! | #REF! | #REF! | 25 | G14
13406 | 20/150 x 22 STRAIGHT FITTING | 4.37 | #REF! | #REF! | #REF! | 25 | G14
13410 | 1/2 x 10 STRAIGHT FITTING | 2.06 | #REF! | #REF! | #REF! | 25 | G14
13411 | 1/2 x 12 STRAIGHT FITTING | 1.63 | #REF! | #REF! | #REF! | 25 | G14
13413 | 1/2 x 15 STRAIGHT FITTING | 1.51 | #REF! | #REF! | #REF! | 25 | G14
13415 | 1/2 x 18 STRAIGHT FITTING | 2.06 | #REF! | #REF! | #REF! | 25 | G14
13416 | 1/2 x 22 STRAIGHT FITTING | 3.82 | #REF! | #REF! | #REF! | 25 | G14
13417 | 3/4 x 15 STRAIGHT FITTING | 2.47 | #REF! | #REF! | #REF! | 25 | G14
13419 | 3/4 x 18 STRAIGHT FITTING | 2.47 | #REF! | #REF! | #REF! | 25 | G14
13420 | 3/4 x 22 STRAIGHT FITTING | 2.74 | #REF! | #REF! | #REF! | 25 | G14
13431 | 1” x 22 STRAIGHT FITTING | 4.23 | #REF! | #REF! | #REF! | 25 | G14
13432 | 1” x 28 STRAIGHT FITTING | 5 | #REF! | #REF! | #REF! | 25 | G14
| Curved copper fittings with nut without seal |  | #REF! | #REF! | #REF!
13461 | 1/2“x 12 CURVED FITTING | 2.47 | #REF! | #REF! | #REF! | 25 | G14
13463 | 1/2“x 15 CURVED FITTING | 2.42 | #REF! | #REF! | #REF! | 25 | G14
13465 | 1/2“x 18 CURVED FITTING | 2.98 | #REF! | #REF! | #REF! | 25 | G14
13467 | 3/4“x 15 CURVED FITTING | 3.96 | #REF! | #REF! | #REF! | 25 | G14
13469 | 3/4“x 18 CURVED FITTING | 3.96 | #REF! | #REF! | #REF! | 25 | G14
13470 | 3/4“x 22 CURVED FITTING | 4.12 | #REF! | #REF! | #REF! | 25 | G14
13481 | 1” x 22 CURVED FITTING | 6.27 | #REF! | #REF! | #REF! | 25 | G14
| Straight copper fittings with nut withour seal, flat seat |  | #REF! | #REF! | #REF!
13711 | Cu 12-1/2” FLAT STRAIGHT FITTING | 1.59 | #REF! | #REF! | #REF! | 25 | G14
13712 | Cu 15-1/2” FLAT STRAIGHT FITTING | 1.48 | #REF! | #REF! | #REF! | 25 | G14
13713 | Cu 15x3/4” FLAT STRAIGHT FITTING | 2.47 | #REF! | #REF! | #REF! | 25 | G14
13719 | Cu 18-3/4” FLAT STRAIGHT FITTING | 2.45 | #REF! | #REF! | #REF! | 25 | G14
13724 | Cu 22-3/4” FLAT STRAIGHT FITTING | 2.76 | #REF! | #REF! | #REF! | 25 | G14
13731 | Cu 22x1” FLAT STRAIGHT FITTING | 4.26 | #REF! | #REF! | #REF! | 25 | G14
| Curved copper fittings with nut without seal, flat seat |  | #REF! | #REF! | #REF!
13754 | Cu 12-1/2” FLAT CURVED FITTING | 2.5 | #REF! | #REF! | #REF! | 25 | G14
13762 | Cu 15-1/2” FLAT CURVED FITTING | 2.42 | #REF! | #REF! | #REF! | 25 | G14
13763 | Cu 15-3/4” FLAT CURVED FITTING | 3.89 | #REF! | #REF! | #REF! | 25 | G14
13769 | Cu 18-3/4” FLAT CURVED FITTING | 3.96 | #REF! | #REF! | #REF! | 25 | G14
13774 | Cu 22-3/4” FLAT CURVED FITTING | 4.12 | #REF! | #REF! | #REF! | 25 | G14
13781 | Cu 22-1” FLAT CURVED FITTING | 6.38 | #REF! | #REF! | #REF! | 25 | G14
| Straight copper fittings with sealable nut |  | #REF! | #REF! | #REF!
13501 | 20/150 X 12 LOCKABLE STRAIGHT FITTING | 3.19 | #REF! | #REF! | #REF! | 25 | G15
13503 | 20/150 X 15 LOCKABLE STRAIGHT FITTING | 3.32 | #REF! | #REF! | #REF! | 25 | G15
13505 | 20/150 X 18 LOCKABLE STRAIGHT FITTING | 3.58 | #REF! | #REF! | #REF! | 25 | G15
13511 | 1/2”x12 LOCKABLE STRAIGHT FITTING | 2.01 | #REF! | #REF! | #REF! | 25 | G15
13513 | 1/2”x15 LOCKABLE STRAIGHT FITTING | 1.93 | #REF! | #REF! | #REF! | 25 | G15
13515 | 1/2”x18 LOCKABLE STRAIGHT FITTING | 2.37 | #REF! | #REF! | #REF! | 25 | G15
13516 | 1/2”x22 LOCKABLE STRAIGHT FITTING | 4.03 | #REF! | #REF! | #REF! | 25 | G15
13517 | 3/4”x15 LOCKABLE STRAIGHT FITTING | 2.85 | #REF! | #REF! | #REF! | 25 | G15
13519 | 3/4”x18 LOCKABLE STRAIGHT FITTING | 2.63 | #REF! | #REF! | #REF! | 25 | G15
13520 | 3/4”x22 LOCKABLE STRAIGHT FITTING | 2.91 | #REF! | #REF! | #REF! | 25 | G15
13521 | 3/4”x28 LOCKABLE STRAIGHT FITTING | 5.88 | #REF! | #REF! | #REF! | 25 | G15
13522 | 7/8”x12 LOCKABLE STRAIGHT FITTING | 5.21 | #REF! | #REF! | #REF! | 25 | G15
13524 | 7/8”x15 LOCKABLE STRAIGHT FITTING | 4.41 | #REF! | #REF! | #REF! | 25 | G15
13526 | 7/8”x18 LOCKABLE STRAIGHT FITTING | 4.4 | #REF! | #REF! | #REF! | 25 | G15
13528 | 7/8”x22 LOCKABLE STRAIGHT FITTING | 4.35 | #REF! | #REF! | #REF! | 25 | G15
13529 | 7/8”x28 LOCKABLE STRAIGHT FITTING | 5.29 | #REF! | #REF! | #REF! | 25 | G15
13530 | 1”x18 LOCKABLE STRAIGHT FITTING | 5.1 | #REF! | #REF! | #REF! | 25 | G15
13531 | 1”x22 LOCKABLE STRAIGHT FITTING | 4.42 | #REF! | #REF! | #REF! | 25 | G15
13532 | 1”x28 LOCKABLE STRAIGHT FITTING | 5.15 | #REF! | #REF! | #REF! | 25 | G15
13533 | 1.1/4”x28 LOCKABLE STRAIGHT FITTING | 8.39 | #REF! | #REF! | #REF! | 10 | G15
13534 | 1.1/4”x35 LOCKABLE STRAIGHT FITTING | 9.37 | #REF! | #REF! | #REF! | 10 | G15
13535 | 1.1/2”x35 LOCKABLE STRAIGHT FITTING | 13.23 | #REF! | #REF! | #REF! | 10 | G15
13536 | 1.1/2”x42 LOCKABLE STRAIGHT FITTING | 13.54 | #REF! | #REF! | #REF! | 10 | G15
13537 | 2"”x42 LOCKABLE STRAIGHT FITTING | 22.77 | #REF! | #REF! | #REF! | 1 | G15
13538 | 2”x54 LOCKABLE STRAIGHT FITTING | 23.23 | #REF! | #REF! | #REF! | 1 | G15
13539 | 2.1/2”x54 LOCKABLE STRAIGHT FITTING | 56.04 | #REF! | #REF! | #REF! | 1 | G15
135391 | 2.1/2" X 64 LOCKABLE STRAIGHT FITTING | 54.39 | #REF! | #REF! | #REF! | 1 | G15
13540 | 3”x76 LOCKABLE STRAIGHT FITTING | 128.96 | #REF! | #REF! | #REF! | 1 | G15
| Curved copper fittings with sealable nut |  | #REF! | #REF! | #REF!
13561 | 1/2”x12 LOCKABLE CURVED FITTING | 3 | #REF! | #REF! | #REF! | 25 | G15
13563 | 1/2”x15 LOCKABLE CURVED FITTING | 2.78 | #REF! | #REF! | #REF! | 25 | G15
13565 | 1/2”x18 LOCKABLE CURVED FITTING | 3.3 | #REF! | #REF! | #REF! | 25 | G15
13567 | 3/4”x15 LOCKABLE CURVED FITTING | 4.36 | #REF! | #REF! | #REF! | 25 | G15
13569 | 3/4”x18 LOCKABLE CURVED FITTING | 4.35 | #REF! | #REF! | #REF! | 25 | G15
13570 | 3/4”x22 LOCKABLE CURVED FITTING | 4.52 | #REF! | #REF! | #REF! | 25 | G15
13574 | 7/8”x15 LOCKABLE CURVED FITTING | 7.24 | #REF! | #REF! | #REF! | 25 | G15
13576 | 7/8”x18 LOCKABLE CURVED FITTING | 6.82 | #REF! | #REF! | #REF! | 25 | G15
13578 | 7/8”x22 LOCKABLE CURVED FITTING | 6.57 | #REF! | #REF! | #REF! | 25 | G15
13581 | 1”x22 LOCKABLE CURVED FITTING | 6.66 | #REF! | #REF! | #REF! | 25 | G15
13582 | 1”x28 LOCKABLE CURVED FITTING | 7.39 | #REF! | #REF! | #REF! | 25 | G15
13553 | 20/150 x 15 LOCKABLE CURVED FITTING | 4.57 | #REF! | #REF! | #REF! | 25 | G15
13555 | 20/150 x 18 LOCKABLE CURVED FITTING | 5.22 | #REF! | #REF! | #REF! | 25 | G15
| METER AND CABIN CONNECTIONS AND FITTINGS |  | #REF! | #REF! | #REF!
| Brass firrings with threaded bleeder |  | #REF! | #REF! | #REF!
13312 | 3/4”x15 FITTING WITH BLEEDER | 8.48 | #REF! | #REF! | #REF! | 25 | G16
13313 | 3/4”x18 FITTING WITH BLEEDER | 8.49 | #REF! | #REF! | #REF! | 25 | G16
13314 | 7/8”x15 FITTING WITH BLEEDER | 10.76 | #REF! | #REF! | #REF! | 25 | G16
13315 | 7/8”x18 FITTING WITH BLEEDER | 10.41 | #REF! | #REF! | #REF! | 25 | G16
13316 | 7/8”x22 FITTING WITH BLEEDER | 10.27 | #REF! | #REF! | #REF! | 25 | G16
| Copper fittings with welded bleeder |  | #REF! | #REF! | #REF!
13321 | 20/150x12 Cu FITTING WITH BLEEDER | 8.51 | #REF! | #REF! | #REF! | 25 | G16
13322 | 20/150x15 Cu FITTING WITH BLEEDER | 8.42 | #REF! | #REF! | #REF! | 25 | G16
133221 | 20/150x18 Cu FITTING WITH BLEEDER | 8.64 | #REF! | #REF! | #REF! | 25 | G16
13323 | 1/2”x15 Cu FITTING WITH BLEEDER | 8.21 | #REF! | #REF! | #REF! | 25 | G16
133231 | 1/2”x18 Cu FITTING WITH BLEEDER | 8.72 | #REF! | #REF! | #REF! | 25 | G16
13324 | 3/4”x15 Cu FITTING WITH BLEEDER | 8.42 | #REF! | #REF! | #REF! | 25 | G16
13325 | 3/4”x18 Cu FITTING WITH BLEEDER | 8.42 | #REF! | #REF! | #REF! | 25 | G16
13326 | 3/4”x22 Cu FITTING WITH BLEEDER | 8.68 | #REF! | #REF! | #REF! | 25 | G16
13327 | 7/8”x15 Cu FITTING WITH BLEEDER | 9.86 | #REF! | #REF! | #REF! | 25 | G16
13328 | 7/8”x18 Cu FITTING WITH BLEEDER | 9.7 | #REF! | #REF! | #REF! | 25 | G16
13329 | 7/8”x22 Cu FITTING WITH BLEEDER | 9.71 | #REF! | #REF! | #REF! | 25 | G16
13331 | 1”x28 Cu FITTING WITH BLEEDER | 11.72 | #REF! | #REF! | #REF! | 25 | G16
13332 | 1.1/4" X 28 FITTING WITH BLEEDER | 15.82 | #REF! | #REF! | #REF! | 1 | G16
13333 | 1.1/2" X 35 FITTING WITH BLEEDER | 21.3 | #REF! | #REF! | #REF! | 1 | G16
13334 | 2" X 42 FITTING WITH BLEEDER | 32.04 | #REF! | #REF! | #REF! | 1 | G16
| Copper fittings with 1/8 thread bushing |  | #REF! | #REF! | #REF!
13344 | R1/8” 3/4”x15 Cu INTAKE FITTING | 9.16 | #REF! | #REF! | #REF! | 25 | G16
13345 | R1/8” 3/4”x18 Cu INTAKE FITTING | 8.18 | #REF! | #REF! | #REF! | 25 | G16
13346 | R1/8” 3/4”x22 Cu INTAKE FITTING | 8.32 | #REF! | #REF! | #REF! | 25 | G16
13347 | R1/8” 7/8”x15 Cu INTAKE FITTING | 10.31 | #REF! | #REF! | #REF! | 25 | G16
13348 | R1/8” 7/8”x18 Cu INTAKE FITTING | 9.92 | #REF! | #REF! | #REF! | 25 | G16
13349 | R1/8” 7/8”x22 Cu INTAKE FITTING | 9.5 | #REF! | #REF! | #REF! | 25 | G16
| Copper fittings with 1/4 thread bushing |  | #REF! | #REF! | #REF!
13364 | R1/4" 3/4"x15 Cu INTAKE FITTING | 8.23 | #REF! | #REF! | #REF! | 25 | G16
13365 | R1/4" 3/4"x18 Cu INTAKE FITTING | 8.24 | #REF! | #REF! | #REF! | 25 | G16
13366 | R1/4" 3/4"x22 Cu INTAKE FITTING | 8.31 | #REF! | #REF! | #REF! | 25 | G16
13367 | R1/4" 7/8"x15 Cu INTAKE FITTING | 11.22 | #REF! | #REF! | #REF! | 25 | G16
13368 | R1/4" 7/8"x18 Cu INTAKE FITTING | 10.4 | #REF! | #REF! | #REF! | 25 | G16
13369 | R1/4" 7/8"x22 Cu INTAKE FITTING | 10.33 | #REF! | #REF! | #REF! | 25 | G16
13371 | 1" X 28 FITTING CU WITH CAPTURE R-1/4" | 11.57 | #REF! | #REF! | #REF! | 25 | G16
13373 | 1.1/2" X 35 FITTING CU WITH CAPTURE R-1/4" | 20.37 | #REF! | #REF! | #REF! | 1 | G16
| Steal fittings with threaded bleeder |  | #REF! | #REF! | #REF!
13392 | 7/8” Ac FITTING WITH BLEEDER | 8.17 | #REF! | #REF! | #REF! | 25 | G16
| Double-nut connections |  | #REF! | #REF! | #REF!
12520 | 1/2” DOUBLE NUT | 3.33 | #REF! | #REF! | #REF! | 25 | G17
12521 | 20/150 DOUBLE NUT | 3.58 | #REF! | #REF! | #REF! | 25 | G17
12525 | 3/4” DOUBLE NUT | 5.52 | #REF! | #REF! | #REF! | 10 | G17
12526 | 20/150 x 1/2” DOUBLE NUT | 3.61 | #REF! | #REF! | #REF! | 25 | G17
12527 | 1” DOUBLE NUT | 12.04 | #REF! | #REF! | #REF! | 1 | G17
12528 | 1.1/2” DOUBLE NUT | 25.55 | #REF! | #REF! | #REF! | 1 | G17
12529 | 2"” DOUBLE NUT | 68.76 | #REF! | #REF! | #REF! | 1 | G17
12530 | 2.1/2” DOUBLE NUT | 154.06 | #REF! | #REF! | #REF! | 1 | G17
| Straight connections male nut |  | #REF! | #REF! | #REF!
12641 | STRAIGHT LINK M1/2xT1/2" | 11.8 | #REF! | #REF! | #REF! | 25 | G17
12642 | STRAIGHT LINK M1/2xT3/4" | 13.78 | #REF! | #REF! | #REF! | 25 | G17
12643 | STRAIGHT LINK M3/4"xT20/150 | 13.68 | #REF! | #REF! | #REF! | 25 | G17
12644 | STRAIGHT LINK M3/4"xT3/4" | 14.12 | #REF! | #REF! | #REF! | 25 | G17
12645 | STRAIGHT LINK M1"xT1" | 20.19 | #REF! | #REF! | #REF! | 25 | G17
12646 | STRAIGHT LINK M1.1/4xT1.1/4" | 32.71 | #REF! | #REF! | #REF! | 25 | G17
| Straight connections male nut with drainer |  | #REF! | #REF! | #REF!
12651 | STRAIGHT LINK WITH DRAINER M1/2" T3/4" | 23.44 | #REF! | #REF! | #REF! | 25 | G17
12652 | STRAIGHT LINK WITH DRAINER M-T 3/4" | 24.02 | #REF! | #REF! | #REF! | 25 | G17
12653 | STRAIGHT LINK WITH DRAINER M3/4"T7/8" | 26.47 | #REF! | #REF! | #REF! | 25 | G17
| Straight connections nut - nut with drainer |  | #REF! | #REF! | #REF!
12601 | DOUBLE NUT WITH DRAINER 1/2"x3/4" | 14.02 | #REF! | #REF! | #REF! | 1 | G17
12602 | DOUBLE NUT WITH DRAINER 3/4" | 16.41 | #REF! | #REF! | #REF! | 1 | G17
12603 | DOUBLE NUT WITH DRAINER 1.1/4" | 59.23 | #REF! | #REF! | #REF! | 1 | G17
12604 | DOUBLE NUT WITH DRAINER 2" | 76.58 | #REF! | #REF! | #REF! | 1 | G17
12605 | DOUBLE NUT WITH DRAINER 2"x2.1/2" | 179.46 | #REF! | #REF! | #REF! | 1 | G17
12606 | DOUBLE NUT WITH DRAINER 2.1/2" | 130.1 | #REF! | #REF! | #REF! | 1 | G17
| Curved conections nut-nut |  | #REF! | #REF! | #REF!
12516 | 20/150 ELBOW DOUBLE NUT | 9.08 | #REF! | #REF! | #REF! | 10 | G17
12622 | DOUBLE NUT ELBOW SHAPE 1/2" | 8.07 | #REF! | #REF! | #REF! | 25 | G17
12624 | DOUBLE NUT ELBOW SHAPE 3/4"x3/4" | 9.77 | #REF! | #REF! | #REF! | 25 | G17
12625 | DOUBLE NUT ELBOW SHAPE 1" | 12.67 | #REF! | #REF! | #REF! | 25 | G17
| Curved conections nut-nut with drainer |  | #REF! | #REF! | #REF!
12631 | DOUBLE NUT ELBOW SHAPE WITH DRAINER 1/2"x3/4" | 15.57 | #REF! | #REF! | #REF! | 1 | G17
12632 | DOUBLE NUT ELBOW SHAPE WITH DRAINER 3/4"x3/4" | 16.47 | #REF! | #REF! | #REF! | 1 | G17
12633 | DOUBLE NUT ELBOW SHAPE WITH DRAINER 7/8"x1" | 20.27 | #REF! | #REF! | #REF! | 1 | G17
12634 | DOUBLE NUT ELBOW SHAPE WITH DRAINER 1" | 20.34 | #REF! | #REF! | #REF! | 1 | G17
| Straight conections nut-welding with drainer |  | #REF! | #REF! | #REF!
13591 | 3/4 "x18 LOCKABLE CURVED FITTING WITH PURGER | 11.29 | #REF! | #REF! | #REF! | 25 | G17
13592 | 3/4"x22 LOCKABLE CURVED FITTING WITH PURGER | 12.12 | #REF! | #REF! | #REF! | 25 | G17
13593 | 7/8"x18 LOCKABLE CURVED FITTING WITH PURGER | 15.5 | #REF! | #REF! | #REF! | 25 | G17
13594 | 7/8"x22 LOCKABLE CURVED FITTING WITH PURGER | 14.36 | #REF! | #REF! | #REF! | 25 | G17
| COUPLINGS AND BRANCH CONNECTIONS |  | #REF! | #REF! | #REF!
| Parts for connections |  | #REF! | #REF! | #REF!
12501 | M1/4” FITTING FOR 20/150 NUT-21.8 | 1.36 | #REF! | #REF! | #REF! | 1 | G18
12502 | 1/4” x 15mm FIXING NUT | 1.05 | #REF! | #REF! | #REF! | 1 | G18
12506 | F.1/4” FITTING FOR 20/150 NUT | 1.06 | #REF! | #REF! | #REF! | 25 | G18
| T connections |  | #REF! | #REF! | #REF!
12510 | TEE FOR THREE FLEXIBLE TUBES | 3.3 | #REF! | #REF! | #REF! | 10 | G18
12511 | TEE WITH THREE F1/4” THREADS | 4.14 | #REF! | #REF! | #REF! | 25 | G18
12531 | TEE WITH 20/150 NUTxF1/4”xM20/150 | 12.39 | #REF! | #REF! | #REF! | 25 | G18
12532 | TEE WITH NUT-M-M 20/150 | 15.49 | #REF! | #REF! | #REF! | 25 | G18
12533 | TEE WITH NUT-M-NUT 20/150 | 15.37 | #REF! | #REF! | #REF! | 25 | G18
12551 | TEE WITH 20/150 NUTxF1/4”x20/150 NUT | 13.04 | #REF! | #REF! | #REF! | 25 | G18
| Hexagonal connections |  | #REF! | #REF! | #REF!
12513 | HEXAGON WITH THREE F1/4” THREADS | 5.05 | #REF! | #REF! | #REF! | 25 | G18
12542 | 20/150 SPLICING HEXAGON | 15.28 | #REF! | #REF! | #REF! | 25 | G18
12543 | 21.8 LEFT SPLICING HEXAGON | 16.56 | #REF! | #REF! | #REF! | 25 | G18
| NUTS AND PLUGS |  | #REF! | #REF! | #REF!
| Sundry nuts and plugs |  | #REF! | #REF! | #REF!
12701 | 20/150 NUT-LEFT 21.8-1/2” PLUG | 0.75 | #REF! | #REF! | #REF! | 25 | G18
12702 | 20/150 MALE PLUG | 2.4 | #REF! | #REF! | #REF! | 25 | G18
12710 | 20/150 CAP NUT | 1.2 | #REF! | #REF! | #REF! | 25 | G18
| Cap nuts and sealable plugs |  | #REF! | #REF! | #REF!
12720 | 20/150 LOCKABLE CAP NUT | 2.2 | #REF! | #REF! | #REF! | 25 | G18
12721 | 1/2” LOCKABLE CAP NUT | 1.21 | #REF! | #REF! | #REF! | 25 | G18
12722 | 3/4” LOCKABLE CAP NUT | 1.85 | #REF! | #REF! | #REF! | 25 | G18
12723 | 7/8” LOCKABLE CAP NUT | 2.88 | #REF! | #REF! | #REF! | 25 | G18
12724 | 1” LOCKABLE CAP NUT | 3.6 | #REF! | #REF! | #REF! | 25 | G18
12725 | 1.1/4" LOCKABLE CAP NUT | 5.43 | #REF! | #REF! | #REF! | 30 | G18
12726 | 1.1/2" LOCKABLE CAP NUT | 7.35 | #REF! | #REF! | #REF! | 10 | G18
12727 | 2" LOCKABLE CAP NUT | 11.36 | #REF! | #REF! | #REF! | 5 | G18
12730 | 20/150 LOCKABLE MALE PLUG | 2.38 | #REF! | #REF! | #REF! | 25 | G18
12731 | 1/2” LOCKABLE MALE PLUG | 2.33 | #REF! | #REF! | #REF! | 25 | G18
12732 | 3/4” LOCKABLE MALE PLUG | 2.78 | #REF! | #REF! | #REF! | 25 | G18
12733 | 7/8” LOCKABLE MALE PLUG | 2.84 | #REF! | #REF! | #REF! | 25 | G18
12734 | 1” LOCKABLE MALE PLUG | 3.64 | #REF! | #REF! | #REF! | 25 | G18
12735 | 1.1/4” LOCKABLE MALE PLUG | 5.79 | #REF! | #REF! | #REF! | 25 | G18
12737 | 2"” LOCKABLE MALE PLUG | 13.92 | #REF! | #REF! | #REF! | 10 | G18
| Nuts |  | #REF! | #REF! | #REF!
13112 | 20/150 NUT | 1.2 | #REF! | #REF! | #REF! | 25 | G19
13113 | 20/150 NUT ø17.3 | 1.56 | #REF! | #REF! | #REF! | 25 | G19
13114 | 20/150 CHROME NUT | 1.48 | #REF! | #REF! | #REF! | 25 | G19
13115 | LEFT 21.8 NUT | 1.37 | #REF! | #REF! | #REF! | 25 | G19
13122 | 1/2” NUT | 0.76 | #REF! | #REF! | #REF! | 25 | G19
13123 | 3/4” NUT | 1.36 | #REF! | #REF! | #REF! | 25 | G19
| Sealable nuts |  | #REF! | #REF! | #REF!
13141 | 20/150” LOCKABLE NUT | 1.76 | #REF! | #REF! | #REF! | 25 | G19
13142 | 1/2” LOCKABLE NUT | 1.31 | #REF! | #REF! | #REF! | 25 | G19
13143 | 3/4” LOCKABLE NUT | 1.77 | #REF! | #REF! | #REF! | 25 | G19
13144 | 7/8” LOCKABLE NUT | 3.02 | #REF! | #REF! | #REF! | 25 | G19
13145 | 1” LOCKABLE NUT | 2.9 | #REF! | #REF! | #REF! | 25 | G19
13146 | 1.1/4” LOCKABLE NUT | 4.35 | #REF! | #REF! | #REF! | 1 | G19
13147 | 1.1/2” LOCKABLE NUT | 6.58 | #REF! | #REF! | #REF! | 1 | G19
13148 | 2” LOCKABLE NUT | 14.19 | #REF! | #REF! | #REF! | 1 | G19
| WELDING FITTINGS |  | #REF! | #REF! | #REF!
| Brass fittings for nuts |  | #REF! | #REF! | #REF!
13203 | 10mm WELDED TUBE FITTING | 0.86 | #REF! | #REF! | #REF! | 100 | G19
13204 | 12mm WELDED TUBE FITTING | 0.94 | #REF! | #REF! | #REF! | 100 | G19
13208 | 15mm Tø17.3 WELDED TUBE FITTING | 0.94 | #REF! | #REF! | #REF! | 100 | G19
13212 | 12mm T 3/4” WELDED TUBE FITTING | 2 | #REF! | #REF! | #REF! | 25 | G19
13213 | 15mm T 3/4” WELDED TUBE FITTING | 1.52 | #REF! | #REF! | #REF! | 25 | G19
13215 | 18mm T 3/4” WELDED TUBE FITTING | 1.5 | #REF! | #REF! | #REF! | 25 | G19
13216 | 12mm T 7/8” WELDED TUBE FITTING | 2.56 | #REF! | #REF! | #REF! | 50 | G19
| Brass fittings with sealable nut and joint |  | #REF! | #REF! | #REF!
13602 | 1/2”x12 LOCKABLE BRASS FITTING CONNECTOR | 2.39 | #REF! | #REF! | #REF! | 25 | G19
13607 | 3/4”x18 LOCKABLE BRASS FITTING CONNECTOR | 2.74 | #REF! | #REF! | #REF! | 25 | G19
13612 | 1”x22 LOCKABLE BRASS FITTING CONNECTOR | 11.01 | #REF! | #REF! | #REF! | 25 | G19
13615 | 1.1/4”x28 LOCKABLE BRASS FITTING CONNECTOR | 20.58 | #REF! | #REF! | #REF! | 25 | G19
13617 | 1.1/2”x35 LOCKABLE BRASS FITTING CONNECTOR | 19.86 | #REF! | #REF! | #REF! | 10 | G19
13619 | 2”x42 LOCKABLE BRASS FITTING CONNECTOR | 36.79 | #REF! | #REF! | #REF! | 1 | G19
13620 | 2.1/2”x54 LOCKABLE BRASS FITTING CONNECTOR | 53.7 | #REF! | #REF! | #REF! | 1 | G19
| Steel fittings with sealable nut and joint |  | #REF! | #REF! | #REF!
13642 | 3/4” LOCKABLE STEEL FITTING | 4.21 | #REF! | #REF! | #REF! | 25 | G19
13643 | 7/8” LOCKABLE STEEL FITTING | 4.9 | #REF! | #REF! | #REF! | 25 | G19
13644 | 1” LOCKABLE STEEL FITTING | 5.53 | #REF! | #REF! | #REF! | 25 | G19
13645 | 1.1/4” LOCKABLE STEEL FITTING | 9.17 | #REF! | #REF! | #REF! | 30 | G19
13646 | 1.1/2” LOCKABLE STEEL FITTING | 16.76 | #REF! | #REF! | #REF! | 10 | G19
13647 | 2” LOCKABLE STEEL FITTING | 22.27 | #REF! | #REF! | #REF! | 10 | G19
13648 | 2.1/2” LOCKABLE STEEL FITTING | 40.46 | #REF! | #REF! | #REF! | 1 | G19
13649 | 3” LOCKABLE STEEL FITTING | 66.32 | #REF! | #REF! | #REF! | 1 | G19
| BRASS SOLDER AND COMPRESION CONNECTIONS AND WELD |  | #REF! | #REF! | #REF!
| Nozzle for LPG |  | #REF! | #REF! | #REF!
12301 | 1/8” MALE SOCKET | 1.97 | #REF! | #REF! | #REF! | 25 | G20
12302 | 1/4” MALE SOCKET | 2.2 | #REF! | #REF! | #REF! | 25 | G20
12304 | 7/8” MALE SOCKET | 4.36 | #REF! | #REF! | #REF! | 25 | G20
12306 | 1/4” FEMALE SOCKET | 2.78 | #REF! | #REF! | #REF! | 25 | G20
12312 | NOZZLE FOR T20 / 150 - 21,8 LEFT | 1.48 | #REF! | #REF! | #REF! | 25 | G20
12320 | 8mm WELDED TUBE SOCKET | 0.98 | #REF! | #REF! | #REF! | 25 | G20
12321 | 10mm WELDED TUBE SOCKET | 1.04 | #REF! | #REF! | #REF! | 50 | G20
12322 | 12mm WELDED TUBE SOCKET | 1.06 | #REF! | #REF! | #REF! | 50 | G20
12330 | QUICK CONNECT M1/4”xSOCKET | 22.16 | #REF! | #REF! | #REF! | 25 | G20
| Male welding connections |  | #REF! | #REF! | #REF!
11503 | M20/150 WELDED CONNECTION 12 | 2.14 | #REF! | #REF! | #REF! | 25 | G20
11504 | M20/150 WELDED CONNECTION 15 | 2.14 | #REF! | #REF! | #REF! | 25 | G20
11507 | LEFT M21.8 WELDED CONNECTION 12 | 3.17 | #REF! | #REF! | #REF! | 25 | G20
11520 | M1/2” WELDED CONNECTION 15 | 1.36 | #REF! | #REF! | #REF! | 25 | G20
11521 | M3/4” WELDED CONNECTION 15 | 2.31 | #REF! | #REF! | #REF! | 25 | G20
11526 | M3/4” WELDED CONNECTION 18 | 2.06 | #REF! | #REF! | #REF! | 25 | G20
11527 | M7/8” WELDED CONNECTION 18 | 3.96 | #REF! | #REF! | #REF! | 25 | G20
11530 | M7/8” WELDED CONNECTION 22 | 3.77 | #REF! | #REF! | #REF! | 25 | G20
| Male - male connections |  | #REF! | #REF! | #REF!
12102 | M1/4”xM1/4” THREADED CONNECTION | 1.69 | #REF! | #REF! | #REF! | 25 | G20
12104 | M1/2”xM1/2” THREADED CONNECTION | 1.93 | #REF! | #REF! | #REF! | 25 | G20
12105 | M3/4”xM3/4” THREADED CONNECTION | 3.56 | #REF! | #REF! | #REF! | 25 | G20
12106 | M1”xM1” THREADED CONNECTION | 5.91 | #REF! | #REF! | #REF! | 10 | G20
12111 | M1.1/4" x M1.1/4" THREADED CONNECTION | 9.94 | #REF! | #REF! | #REF! | 1 | G20
12107 | M1.1/2”xM1.1/2” THREADED CONNECTION | 14.18 | #REF! | #REF! | #REF! | 1 | G20
12108 | M2”xM2” THREADED CONNECTION | 22.17 | #REF! | #REF! | #REF! | 1 | G20
12109 | M2.1/2" x M2.1/2" THREADED CONNECTION | 34.95 | #REF! | #REF! | #REF! | 1 | G20
12123 | M1/2”xM3/4” REDUCED CONNECTION | 2.32 | #REF! | #REF! | #REF! | 25 | G20
12133 | M7/8”xM3/4” REDUCED CONNECTION | 4.32 | #REF! | #REF! | #REF! | 25 | G20
12134 | M3/4”xM1” REDUCED CONNECTION | 5.84 | #REF! | #REF! | #REF! | 10 | G20
12139 | M1”xM1.1/2” REDUCED CONNECTION | 12.84 | #REF! | #REF! | #REF! | 1 | G20
12140 | M1”xM2” REDUCED CONNECTION | 17.99 | #REF! | #REF! | #REF! | 10 | G20
12143 | M1.1/2”xM2” REDUCED CONNECTION | 20.67 | #REF! | #REF! | #REF! | 1 | G20
12150 | M20/150xM1/4” REDUCED CONNECTION | 2.23 | #REF! | #REF! | #REF! | 25 | G20
12151 | M20/150xM3/8” REDUCED CONNECTION | 3.3 | #REF! | #REF! | #REF! | 25 | G20
12152 | M20/150xM20/150 THREADED CONNECTION | 4.61 | #REF! | #REF! | #REF! | 25 | G20
12153 | M20/150xM1/2” REDUCED CONNECTION | 4.62 | #REF! | #REF! | #REF! | 25 | G20
12154 | M20/150xM3/4” REDUCED CONNECTION | 7.28 | #REF! | #REF! | #REF! | 25 | G20
12155 | M20/150xM3/4” NPT REDUCED CONNECTION | 7.33 | #REF! | #REF! | #REF! | 25 | G20
12156 | M20/150xM21,8 REDUCED CONNECTION | 3.31 | #REF! | #REF! | #REF! | 25 | G20
12161 | M1/4”xLEFT M21.8 REDUCED CONNECTION | 2.28 | #REF! | #REF! | #REF! | 25 | G20
| Male - female connections |  | #REF! | #REF! | #REF!
12211 | M1/4”xF1/8” REDUCED CONNECTION | 1.3 | #REF! | #REF! | #REF! | 1 | G20
12216 | M 1" X H 3/4" REDUCED CONNECTION | 2.2 | #REF! | #REF! | #REF! | 1 | G20
12220 | M 1.1/4" X H 1" REDUCED CONNECTION | 7.65 | #REF! | #REF! | #REF! | 1 | G20
12221 | M 1.1/2" X H 1" REDUCED CONNECTION | 13.38 | #REF! | #REF! | #REF! | 1 | G20
12223 | M 1.1/2" X H 1.1/4" REDUCED CONNECTION | 8.8 | #REF! | #REF! | #REF! | 1 | G20
12230 | M3" x H2" REDUCED CONNECTION | 70.63 | #REF! | #REF! | #REF! | 1 | G20
12241 | M20/150xF1/4” REDUCED CONNECTION | 2.48 | #REF! | #REF! | #REF! | 1 | G20
12242 | M20/150xF1/2” REDUCED CONNECTION | 2.55 | #REF! | #REF! | #REF! | 1 | G20
12243 | M20/150xF21.8 REDUCED CONNECTION | 3.72 | #REF! | #REF! | #REF! | 1 | G20
12247 | LEFT M21.8xF1/4” REDUCED CONNECTION | 3.25 | #REF! | #REF! | #REF! | 1 | G20
12249 | M21.8xF20/150 REDUCED CONNECTION | 3.74 | #REF! | #REF! | #REF! | 1 | G20
12254 | M20/150xF1/2" REDUCED CONNECTION | 2.32 | #REF! | #REF! | #REF! | 1 | G20
| WASHERS AND SEALS |  | #REF! | #REF! | #REF!
| Nitrile joints |  | #REF! | #REF! | #REF!
12432 | 20/150-21.8-1/2 NITRILE JOINT | 0.09 | #REF! | #REF! | #REF! | 100 | G21
12442 | 1/2” NITRILE JOINT Cu FITTING | 0.072 | #REF! | #REF! | #REF! | 100 | G21
12443 | 3/4” NITRILE JOINT | 0.088 | #REF! | #REF! | #REF! | 100 | G21
12444 | 7/8” NITRILE JOINT | 0.13 | #REF! | #REF! | #REF! | 100 | G21
12445 | 1” NITRILE JOINT | 0.13 | #REF! | #REF! | #REF! | 100 | G21
12446 | 1.1/4” NITRILE JOINT | 0.49 | #REF! | #REF! | #REF! | 50 | G21
12447 | 1.1/2” NITRILE JOINT | 0.644 | #REF! | #REF! | #REF! | 50 | G21
12448 | 2” NITRILE JOINT | 0.56 | #REF! | #REF! | #REF! | 25 | G21
12449 | 2.1/2" NITRILE JOINT | 0.92 | #REF! | #REF! | #REF! | 20 | G21
12450 | 3" NITRILE JOINT | 1.58 | #REF! | #REF! | #REF! | 10 | G21
12462 | NITRILE JOINT F1/2” FITTING | 0.12 | #REF! | #REF! | #REF! | 100 | G21
12463 | NITRILE JOINT F3/4” FITTING | 0.15 | #REF! | #REF! | #REF! | 100 | G21
| Sealants |  | #REF! | #REF! | #REF!
12401 | ROLL OF TEFLON TAPE | 0.67 | #REF! | #REF! | #REF! | 10 | G21
124012 | ROLL OF THREAD TEFLON LOCTITE-55 150m | 26.14 | #REF! | #REF! | #REF! | 1 | G21
12404 | PLASTIC PUTTY BOX | 22 | #REF! | #REF! | #REF! | 1 | G21
12411 | LIQUID TEFLON 50 GR | 20.2 | #REF! | #REF! | #REF! | 1 | G21
12416 | CANDAR C-13 250 c.c. SEALANT | 118 | #REF! | #REF! | #REF! | 1 | G21
12417 | CANDAR C-17H 75 c.c. SEALANT | 39.9 | #REF! | #REF! | #REF! | 1 | G21
12418 | CANDAR 74-R 250 c.c. SEALANT | 118 | #REF! | #REF! | #REF! | 1 | G21
| ERMETO FITTINGS |  | #REF! | #REF! | #REF!
| Connections, curved tubes, tees and sockets |  | #REF! | #REF! | #REF!
15002 | ERMETO CONNECTION FOR TUBE 10 mm | 4.04 | #REF! | #REF! | #REF! | 25 | G21
15003 | ERMETO CONNECTION FOR TUBE 12 mm | 4.65 | #REF! | #REF! | #REF! | 25 | G21
15008 | ERMETO REDUCED CONNECTION 10x12 mm | 4.4 | #REF! | #REF! | #REF! | 25 | G21
15012 | ERMETO ELBOW FOR TUBE 10 mm | 5.2 | #REF! | #REF! | #REF! | 25 | G21
15013 | ERMETO ELBOW FOR TUBE 12 mm | 6.2 | #REF! | #REF! | #REF! | 25 | G21
15022 | ERMETO TEE FOR TUBE 10 mm | 7.45 | #REF! | #REF! | #REF! | 25 | G21
15023 | ERMETO TEE FOR TUBE 12 mm | 8.15 | #REF! | #REF! | #REF! | 25 | G21
15032 | ERMETO SOCKET FOR TUBE 10 mm | 2.99 | #REF! | #REF! | #REF! | 25 | G21
15033 | ERMETO SOCKET FOR TUBE 12 mm | 3.44 | #REF! | #REF! | #REF! | 25 | G21
15037 | ERMETO FLAT SOCKET 10 mm | 0.94 | #REF! | #REF! | #REF! | 50 | G21
15038 | ERMETO FLAT SOCKET 12 mm | 1.06 | #REF! | #REF! | #REF! | 50 | G21
| Ermeto connections |  | #REF! | #REF! | #REF!
15177 | ERMETO F1/2” CONNECTION TUBE 10 mm | 3.39 | #REF! | #REF! | #REF! | 25 | G21
15178 | ERMETO F1/2” CONNECTION TUBE 12 mm | 3.54 | #REF! | #REF! | #REF! | 25 | G21
15182 | ERMETO F3/4” CONNECTION TUBE 10 mm | 4.42 | #REF! | #REF! | #REF! | 25 | G21
15183 | ERMETO F3/4” CONNECTION TUBE 12 mm | 4.61 | #REF! | #REF! | #REF! | 25 | G21
| Ermeto rings and nuts |  | #REF! | #REF! | #REF!
15214 | ERMETO RING FOR 10 mm TUBE | 0.33 | #REF! | #REF! | #REF! | 100 | G21
15215 | ERMETO RING FOR 12 mm TUBE | 0.4 | #REF! | #REF! | #REF! | 100 | G21
15223 | ERMETO NUT FOR 8 mm TUBE | 0.53 | #REF! | #REF! | #REF! | 100 | G21
15224 | ERMETO NUT FOR TUBE 10 mm | 0.85 | #REF! | #REF! | #REF! | 100 | G21
15225 | ERMETO NUT FOR TUBE 12 mm | 0.56 | #REF! | #REF! | #REF! | 100 | G21
| MOUNTING PARTS |  | #REF! | #REF! | #REF!
| Clamps for flexible tubes |  | #REF! | #REF! | #REF!
16408 | FLEXIBLE TUBE CLAMP OF 14-15 mm | 0.5 | #REF! | #REF! | #REF! | 100 | G22
16410 | FLEXIBLE TUBE CLAMP OF 16-18 mm | 0.33 | #REF! | #REF! | #REF! | 100 | G22
| Stainless steel hose clamps |  | #REF! | #REF! | #REF!
16431 | WORM STYLE TUBE CLAMP OF 8-16 mm | 0.69 | #REF! | #REF! | #REF! | 200 | G22
16432 | WORM STYLE TUBE CLAMP OF 12-22 mm | 0.7 | #REF! | #REF! | #REF! | 200 | G22
16433 | WORM STYLE TUBE CLAMP OF 16-27 mm | 0.77 | #REF! | #REF! | #REF! | 200 | G22
| Metallic clamps with lag bolt |  | #REF! | #REF! | #REF!
16002 | TUBE CLAMP WITH LAG BOLT 10 mm | 0.22 | #REF! | #REF! | #REF! | 100 | G22
16003 | TUBE CLAMP WITH LAG BOLT 12 mm | 0.23 | #REF! | #REF! | #REF! | 100 | G22
16005 | TUBE CLAMP WITH LAG BOLT 15 mm | 0.24 | #REF! | #REF! | #REF! | 100 | G22
16007 | TUBE CLAMP WITH LAG BOLT 18 mm | 0.26 | #REF! | #REF! | #REF! | 100 | G22
16009 | TUBE CLAMP WITH LAG BOLT 22 mm | 0.29 | #REF! | #REF! | #REF! | 50 | G22
16012 | TUBE CLAMP WITH LAG BOLT 28 mm | 0.32 | #REF! | #REF! | #REF! | 50 | G22
| Metallic clamps without lag bolt |  | #REF! | #REF! | #REF!
16021 | CLAMP WITHOUT LAG BOLT 8 mm | 0.16 | #REF! | #REF! | #REF! | 100 | G22
16023 | CLAMP WITHOUT LAG BOLT 12 mm | 0.17 | #REF! | #REF! | #REF! | 100 | G22
16025 | CLAMP WITHOUT LAG BOLT 15 mm | 0.17 | #REF! | #REF! | #REF! | 100 | G22
| Metallic laminated clamps with lag bolt |  | #REF! | #REF! | #REF!
16101 | LAMINATED CLAMP WITH LAG BOLT 8 mm | 0.41 | #REF! | #REF! | #REF! | 100 | G22
16102 | LAMINATED CLAMP WITH LAG BOLT 10 mm | 0.3 | #REF! | #REF! | #REF! | 100 | G22
16103 | LAMINATED CLAMP WITH LAG BOLT 12 mm | 0.3 | #REF! | #REF! | #REF! | 100 | G22
16105 | LAMINATED CLAMP WITH LAG BOLT 15 mm | 0.32 | #REF! | #REF! | #REF! | 100 | G22
16107 | LAMINATED CLAMP WITH LAG BOLT 18 mm | 0.33 | #REF! | #REF! | #REF! | 100 | G22
16109 | LAMINATED CLAMP WITH LAG BOLT 22 mm | 0.36 | #REF! | #REF! | #REF! | 50 | G22
16112 | LAMINATED CLAMP WITH LAG BOLT 28 mm | 0.4 | #REF! | #REF! | #REF! | 50 | G22
16117 | LAMINATED CLAMP WITH LAG BOLT 35 mm | 0.5 | #REF! | #REF! | #REF! | 50 | G22
16119 | LAMINATED CLAMP WITH LAG BOLT 42 mm | 0.53 | #REF! | #REF! | #REF! | 25 | G22
16121 | LAMINATED CLAMP WITH LAG BOLT 54 mm | 0.77 | #REF! | #REF! | #REF! | 25 | G22
| Metallic yellow laminated clamps with lag bolt |  | #REF! | #REF! | #REF!
16155 | LAMINATED YELLOW CLAMP WITH LAG BOLT 15 mm | 0.33 | #REF! | #REF! | #REF! | 100 | G23
16157 | LAMINATED YELLOW CLAMP WITH LAG BOLT 18 mm | 0.35 | #REF! | #REF! | #REF! | 100 | G23
16159 | LAMINATED YELLOW CLAMP WITH LAG BOLT 22 mm | 0.38 | #REF! | #REF! | #REF! | 100 | G23
16162 | LAMINATED YELLOW CLAMP WITH LAG BOLT 28 mm | 0.41 | #REF! | #REF! | #REF! | 50 | G23
16167 | LAMINATED YELLOW CLAMP WITH LAG BOLT 35 mm | 0.51 | #REF! | #REF! | #REF! | 100 | G23
| Individual plypropylene pressure clamps |  | #REF! | #REF! | #REF!
16650 | 10mm SINGLE TUBE CLAMP | 0.32 | #REF! | #REF! | #REF! | 100 | G23
16651 | 12mm SINGLE TUBE CLAMP | 0.31 | #REF! | #REF! | #REF! | 100 | G23
16652 | 14-15 SINGLE TUBE CLAMP | 0.34 | #REF! | #REF! | #REF! | 100 | G23
16653 | 16-18 SINGLE TUBE CLAMP | 0.37 | #REF! | #REF! | #REF! | 50 | G23
16654 | 20-22 SINGLE TUBE CLAMP | 0.4 | #REF! | #REF! | #REF! | 100 | G23
16655 | 28mm SINGLE TUBE CLAMP | 0.43 | #REF! | #REF! | #REF! | 25 | G23
| Double plypropylene pressure clamps |  | #REF! | #REF! | #REF!
16661 | 12mm DOUBLE TUBE CLAMP | 0.49 | #REF! | #REF! | #REF! | 50 | G23
16662 | 14-15mm DOUBLE TUBE CLAMP | 0.53 | #REF! | #REF! | #REF! | 50 | G23
16663 | 16-18mm DOUBLE TUBE CLAMP | 0.56 | #REF! | #REF! | #REF! | 50 | G23
16664 | 20-22mm DOUBLE TUBE CLAMP | 0.63 | #REF! | #REF! | #REF! | 50 | G23
16665 | 28mm DOUBLE TUBE CLAMP | 0.7 | #REF! | #REF! | #REF! | 50 | G23
| M-6 nylon clamps with cap |  | #REF! | #REF! | #REF!
16641 | M6 12mm NYLON CLAMP WITH CAP | 0.31 | #REF! | #REF! | #REF! | 100 | G23
16642 | M6 15mm NYLON CLAMP WITH CAP | 0.33 | #REF! | #REF! | #REF! | 100 | G23
16643 | M6 18mm NYLON CLAMP WITH CAP | 0.39 | #REF! | #REF! | #REF! | 100 | G23
16644 | M6 22mm NYLON CLAMP WITH CAP | 0.42 | #REF! | #REF! | #REF! | 100 | G23
16645 | M6 28mm NYLON CLAMP WITH CAP | 0.56 | #REF! | #REF! | #REF! | 50 | G23
16646 | M6 35mm NYLON CLAMP WITH CAP | 0.77 | #REF! | #REF! | #REF! | 25 | G23
16647 | M6 42mm NYLON CLAMP WITH CAP | 0.87 | #REF! | #REF! | #REF! | 25 | G23
| Colcip brackets |  | #REF! | #REF! | #REF!
| Supports for isophonic assembly |  | #REF! | #REF! | #REF!
16303 | ISOPH0NIC WALL SUPPORT 3 HOLES | 1.96 | #REF! | #REF! | #REF! | 25 | G24
16304 | ISOPH0NIC WALL SUPPORT 4 HOLES | 2.27 | #REF! | #REF! | #REF! | 25 | G24
16305 | ISOPH0NIC WALL SUPPORT 5 HOLES | 2.52 | #REF! | #REF! | #REF! | 25 | G24
16306 | ISOPH0NIC WALL SUPPORT 6 HOLES | 2.71 | #REF! | #REF! | #REF! | 25 | G24
16307 | ISOPH0NIC WALL SUPPORT 7 HOLES | 3.1 | #REF! | #REF! | #REF! | 25 | G24
16308 | ISOPH0NIC WALL SUPPORT 8 HOLES | 3.4 | #REF! | #REF! | #REF! | 25 | G24
16309 | ISOPH0NIC WALL SUPPORT 9 HOLES | 3.83 | #REF! | #REF! | #REF! | 25 | G24
16310 | ISOPH0NIC WALL SUPPORT 10 HOLES | 4.06 | #REF! | #REF! | #REF! | 25 | G24
16311 | ISOPH0NIC WALL SUPPORT 11 HOLES | 4.26 | #REF! | #REF! | #REF! | 25 | G24
16312 | ISOPH0NIC WALL SUPPORT 12 HOLES | 4.76 | #REF! | #REF! | #REF! | 25 | G24
16313 | ISOPH0NIC WALL SUPPORT 13 HOLES | 5.36 | #REF! | #REF! | #REF! | 25 | G24
16314 | ISOPH0NIC WALL SUPPORT 14 HOLES | 5.31 | #REF! | #REF! | #REF! | 25 | G24
16315 | ISOPH0NIC WALL SUPPORT 15 HOLES | 5.68 | #REF! | #REF! | #REF! | 25 | G24
16316 | ISOPH0NIC WALL SUPPORT 16 HOLES | 6.19 | #REF! | #REF! | #REF! | 10 | G24
16317 | ISOPH0NIC WALL SUPPORT 17 HOLES | 6.7 | #REF! | #REF! | #REF! | 10 | G24
| Waves for isophonic upright |  | #REF! | #REF! | #REF!
16335 | ISOPHONIC UPRIGHT WALL 15 mm | 0.61 | #REF! | #REF! | #REF! | 50 | G24
16337 | ISOPHONIC UPRIGHT WALL 18 mm | 0.64 | #REF! | #REF! | #REF! | 50 | G24
16339 | ISOPHONIC UPRIGHT WALL 22 mm | 0.72 | #REF! | #REF! | #REF! | 50 | G24
16341 | ISOPHONIC UPRIGHT WALL 26 mm | 0.81 | #REF! | #REF! | #REF! | 50 | G24
16342 | ISOPHONIC UPRIGHT WALL 28 mm | 0.93 | #REF! | #REF! | #REF! | 50 | G24
16344 | ISOPHONIC UPRIGHT WALL 35 mm | 0.99 | #REF! | #REF! | #REF! | 50 | G24
16345 | ISOPHONIC UPRIGHT WALL 42 mm | 1.14 | #REF! | #REF! | #REF! | 25 | G24
16346 | ISOPHONIC UPRIGHT WALL 48 mm | 1.17 | #REF! | #REF! | #REF! | 25 | G24
16347 | ISOPHONIC UPRIGHT WALL 54 mm | 1.34 | #REF! | #REF! | #REF! | 25 | G24
16348 | ISOPHONIC UPRIGHT WALL 60 mm | 1.54 | #REF! | #REF! | #REF! | 25 | G24
| Perforated supports |  | #REF! | #REF! | #REF!
16501 | 27x18 200mm SUPPORT | 4.54 | #REF! | #REF! | #REF! | 20 | G24
16502 | 27x18 300mm SUPPORT | 5.2 | #REF! | #REF! | #REF! | 20 | G24
16505 | 38x40 300mm SUPPORT | 9.59 | #REF! | #REF! | #REF! | 8 | G24
16506 | 38x40 400mm SUPPORT | 11.88 | #REF! | #REF! | #REF! | 8 | G24
| Perforated beams |  | #REF! | #REF! | #REF!
16521 | 20x10 2000mm GALV. RAIL | 6.12 | #REF! | #REF! | #REF! | 1 | G24
16522 | 27x18 2000mm GALV. RAIL | 11.02 | #REF! | #REF! | #REF! | 12 | G24
16523 | 28x30 2000mm GALV. RAIL | 20.81 | #REF! | #REF! | #REF! | 8 | G24
16524 | 38x40 2000mm GALV. RAIL | 32.24 | #REF! | #REF! | #REF! | 8 | G24
| Screws for support strips |  | #REF! | #REF! | #REF!
16531 | PIPE P/SECT.27x18-28x30 M6x20 | 0.446 | #REF! | #REF! | #REF! | 100 | G24
16532 | PIPE P/SECT.27x18-28x30 M8x20 | 0.532 | #REF! | #REF! | #REF! | 100 | G24
16533 | PIPE P/SECT.27x18-28x30 M8x30 | 0.593 | #REF! | #REF! | #REF! | 100 | G24
16534 | PIPE P/SECT.38x40 M8 30 | 0.824 | #REF! | #REF! | #REF! | 100 | G24
| M-6 isophonic clamps |  | #REF! | #REF! | #REF!
16203 | ISOPHONIC CLAMP M-6 12 mm | 0.25 | #REF! | #REF! | #REF! | 100 | G25
16205 | ISOPHONIC CLAMP M-6 15 mm | 0.28 | #REF! | #REF! | #REF! | 100 | G25
16206 | ISOPHONIC CLAMP M-6 16 mm | 0.3 | #REF! | #REF! | #REF! | 100 | G25
16207 | ISOPHONIC CLAMP M-6 18 mm | 0.32 | #REF! | #REF! | #REF! | 100 | G25
16208 | ISOPHONIC CLAMP M-6 20 mm | 0.33 | #REF! | #REF! | #REF! | 100 | G25
16209 | ISOPHONIC CLAMP M-6 22 mm | 0.34 | #REF! | #REF! | #REF! | 100 | G25
16211 | ISOPHONIC CLAMP M-6 26 mm | 0.37 | #REF! | #REF! | #REF! | 100 | G25
16212 | ISOPHONIC CLAMP M-6 28 mm | 0.43 | #REF! | #REF! | #REF! | 100 | G25
16213 | ISOPHONIC CLAMP M-6 32 mm | 0.49 | #REF! | #REF! | #REF! | 50 | G25
16214 | ISOPHONIC CLAMP M-6 35 mm | 0.5 | #REF! | #REF! | #REF! | 50 | G25
16215 | ISOPHONIC CLAMP M-6 42 mm | 0.63 | #REF! | #REF! | #REF! | 50 | G25
16216 | ISOPHONIC CLAMP M-6 48 mm | 0.77 | #REF! | #REF! | #REF! | 50 | G25
16217 | ISOPHONIC CLAMP M-6 54 mm | 0.83 | #REF! | #REF! | #REF! | 25 | G25
16218 | ISOPHONIC CLAMP M-6 60 mm | 0.87 | #REF! | #REF! | #REF! | 25 | G25
| M-8/10 isophonic clamps |  | #REF! | #REF! | #REF!
16257 | ISOPHONIC CLAMP M-8/10 18 mm | 0.91 | #REF! | #REF! | #REF! | 100 | G25
16259 | ISOPHONIC CLAMP M-8/10 22 mm | 0.88 | #REF! | #REF! | #REF! | 100 | G25
16262 | ISOPHONIC CLAMP M-8/10 28 mm | 0.99 | #REF! | #REF! | #REF! | 100 | G25
16264 | ISOPHONIC CLAMP M-8/10 35 mm | 1.11 | #REF! | #REF! | #REF! | 100 | G25
16265 | ISOPHONIC CLAMP M-8/10 42 mm | 1.2 | #REF! | #REF! | #REF! | 100 | G25
16266 | ISOPHONIC CLAMP M-8/10 48 mm | 1.38 | #REF! | #REF! | #REF! | 100 | G25
16267 | ISOPHONIC CLAMP M-8/10 54 mm | 1.44 | #REF! | #REF! | #REF! | 100 | G25
16268 | ISOPHONIC CLAMP M-8/10 60 mm | 1.65 | #REF! | #REF! | #REF! | 50 | G25
16269 | ISOPHONIC CLAMP M-8/10 67 mm | 1.82 | #REF! | #REF! | #REF! | 50 | G25
16270 | ISOPHONIC CLAMP M-8/10 75 mm | 1.88 | #REF! | #REF! | #REF! | 50 | G25
16271 | ISOPHONIC CLAMP M-8/10 90 mm | 2.18 | #REF! | #REF! | #REF! | 50 | G25
| Accessories for clamps and uprights |  | #REF! | #REF! | #REF!
16680 | M-6 x 30mm LAG BOLT SCREW | 0.11 | #REF! | #REF! | #REF! | 100 | G25
16684 | M-8 x 40mm LAG BOLT SCREW | 0.17 | #REF! | #REF! | #REF! | 100 | G25
16096 | PLASTIC BOX OFFICE FOR SCREW Ø 6 M-6 | 0.03 | #REF! | #REF! | #REF! | 100 | G25
160962 | PLASTIC BOX OFFICE FOR SCREW Ø 6 M-6 WITH COLLAR | 0.03 | #REF! | #REF! | #REF! | 1 | G25
16098 | PLASTIC BOX OFFICE FOR SCREW Ø 8 M-8 | 0.06 | #REF! | #REF! | #REF! | 100 | G25
16094 | WALL-ATTACHED SEPARATING FLEURON | 0.1 | #REF! | #REF! | #REF! | 100 | G25
16390 | DIN 933 M6x16 ZINC SCREW | 0.06 | #REF! | #REF! | #REF! | 100 | G25
| Black nylon flanges |  | #REF! | #REF! | #REF!
16455 | BLACK NYLON TUBE CLAMP 3,6x200 mm | 0.04 | #REF! | #REF! | #REF! | 100 | G25
16456 | BLACK NYLON TUBE CLAMP 3,6x290 mm | 0.06 | #REF! | #REF! | #REF! | 100 | G25
16458 | BLACK NYLON TUBE CLAMP 4,8x200 mm | 0.06 | #REF! | #REF! | #REF! | 100 | G25
16459 | BLACK NYLON TUBE CLAMP 4,8x250 mm | 0.07 | #REF! | #REF! | #REF! | 100 | G25
16460 | BLACK NYLON TUBE CLAMP 4,8x290 mm | 0.81 | #REF! | #REF! | #REF! | 100 | G25
16461 | BLACK NYLON TUBE CLAMP 4,8x360 mm | 0.1 | #REF! | #REF! | #REF! | 100 | G25
16464 | BLACK NYLON TUBE CLAMP 7,8x365 mm | 0.18 | #REF! | #REF! | #REF! | 100 | G25
| Pressure plugs for black flanges |  | #REF! | #REF! | #REF!
16468 | PRESSURE PLUG 8 mm FOR NYLON TUBE CLAMPS | 0.07 | #REF! | #REF! | #REF! | 100 | G25
| TUBES AND ACCESSORIES TO Y ACCESORIOS PRESS GAS |  | #REF! | #REF! | #REF!
| MULTILAYER GAS |  | #REF! | #REF! | #REF!
| Multilayer tubes for exterior |  | #REF! | #REF! | #REF!
140004 | 16 mm BAR GAS EXTERIOR MULTILAYER TUBE | 1.9 | #REF! | #REF! | #REF! | 4 | G26
140005 | 16 mm (50m) ROLL GAS EXTERIOR MULTILAYER TUBE | 1.55 | #REF! | #REF! | #REF! | 50 | G26
140006 | 16 mm (100m) ROLL GAS EXTERIOR MULTILAYER TUBE | 1.45 | #REF! | #REF! | #REF! | 100 | G26
140007 | 20 mm BAR GAS EXTERIOR MULTILAYER TUBE | 2.8 | #REF! | #REF! | #REF! | 4 | G26
140008 | 20 mm (50m) ROLL GAS EXTERIOR MULTILAYER TUBE | 2.06 | #REF! | #REF! | #REF! | 50 | G26
140009 | 20 mm (100m) ROLL GAS EXTERIOR MULTILAYER TUBE | 1.9 | #REF! | #REF! | #REF! | 100 | G26
140010 | 25 mm BAR GAS EXTERIOR MULTILAYER TUBE | 4.6 | #REF! | #REF! | #REF! | 4 | G26
140011 | 25 mm (50m) ROLL GAS EXTERIOR MULTILAYER TUBE | 3.21 | #REF! | #REF! | #REF! | 50 | G26
140012 | 32 mm BAR GAS EXTERIOR MULTILAYER TUBE | 6.48 | #REF! | #REF! | #REF! | 4 | G26
140013 | 32 mm (50m) ROLL GAS EXTERIOR MULTILAYER TUBE | 5.4 | #REF! | #REF! | #REF! | 50 | G26
| Multilayer tubes for interior |  | #REF! | #REF! | #REF!
140024 | 16 mm BAR GAS EXTERIOR MULTILAYER TUBE | 1.55 | #REF! | #REF! | #REF! | 4 | G26
140025 | 16 mm (50m) ROLL GAS INTERIOR MULTILAYER TUBE | 1.55 | #REF! | #REF! | #REF! | 50 | G26
140026 | 16 mm (100m) ROLL GAS INTERIOR MULTILAYER TUBE | 1.45 | #REF! | #REF! | #REF! | 100 | G26
140027 | 20 mm BAR GAS INTERIOR MULTILAYER TUBE | 2.06 | #REF! | #REF! | #REF! | 4 | G26
140028 | 20 mm (50m) ROLL GAS INTERIOR MULTILAYER TUBE | 2.06 | #REF! | #REF! | #REF! | 50 | G26
140029 | 20 mm (100m) ROLL GAS INTERIOR MULTILAYER TUBE | 1.9 | #REF! | #REF! | #REF! | 100 | G26
140030 | 25 mm BAR GAS INTERIOR MULTILAYER TUBE | 5.74 | #REF! | #REF! | #REF! | 4 | G26
140031 | 25 mm (50m) ROLL GAS INTERIOR MULTILAYER TUBE | 3.21 | #REF! | #REF! | #REF! | 50 | G26
140032 | 32 mm BAR GAS INTERIOR MULTILAYER TUBE | 5.4 | #REF! | #REF! | #REF! | 4 | G26
140033 | 32 mm (50m) ROLL GAS INTERIOR MULTILAYER TUBE | 5.4 | #REF! | #REF! | #REF! | 50 | G26
140036 | 16 mm (50m) ROLL GAS INTERIOR MULTILAYER TUBE | 2.99 | #REF! | #REF! | #REF! | 50 | G26
140037 | 20 mm (50m) ROLL GAS INTERIOR MULTILAYER TUBE | 3.97 | #REF! | #REF! | #REF! | 50 | G26
140038 | 25 mm (50m) ROLL GAS INTERIOR MULTILAYER TUBE | 6.18 | #REF! | #REF! | #REF! | 50 | G26
140039 | 32 mm (50m) ROLL GAS INTERIOR MULTILAYER TUBE | 9.42 | #REF! | #REF! | #REF! | 50 | G26
| Case for multilayer tubes |  | #REF! | #REF! | #REF!
140041 | 16 mm (50m) ROLL GAS INTERIOR MULTILAYER TUBE CASE | 0.71 | #REF! | #REF! | #REF! | 50 | G26
140042 | 20 mm (50m) ROLL GAS INTERIOR MULTILAYER TUBE CASE | 1 | #REF! | #REF! | #REF! | 50 | G26
140043 | 25 mm (50m) ROLL GAS INTERIOR MULTILAYER TUBE CASE | 1.23 | #REF! | #REF! | #REF! | 50 | G26
1400411 | 16 mm (100m) ROLL GAS INTERIOR MULTILAYER TUBE CASE | 0.71 | #REF! | #REF! | #REF! | 1 | G26
1400421 | 20 mm (100m) ROLL GAS INTERIOR MULTILAYER TUBE CASE | 1 | #REF! | #REF! | #REF! | 100 | G26
140044 | 32 mm (50m) ROLL GAS INTERIOR MULTILAYER TUBE CASE | 2.37 | #REF! | #REF! | #REF! | 1 | G26
| Plastic bracket |  | #REF! | #REF! | #REF!
16636 | PLASTIC BRACKET UV M6 FOR MULTI LAYER GAS 16 mm | 0.35 | #REF! | #REF! | #REF! | 100 | G26
16637 | PLASTIC BRACKET UV M6 FOR MULTI LAYER GAS 20 mm | 0.43 | #REF! | #REF! | #REF! | 100 | G26
16638 | PLASTIC BRACKET UV M6 FOR MULTI LAYER GAS 25 mm | 0.46 | #REF! | #REF! | #REF! | 100 | G26
16639 | PLASTIC BRACKET UV M6 FOR MULTI LAYER GAS 32 mm | 0.66 | #REF! | #REF! | #REF! | 50 | G26
| Identicatives |  | #REF! | #REF! | #REF!
140199 | IDENTIFICATIVE SAFETY BINDING GAS | 0.7 | #REF! | #REF! | #REF! | 100 | G26
| Union mantles |  | #REF! | #REF! | #REF!
140101 | UNION MANTLE MULTILAYER GAS 16x16 mm | 4.83 | #REF! | #REF! | #REF! | 5 | G27
140102 | UNION MANTLE MULTILAYER GAS 20x20 mm | 6.76 | #REF! | #REF! | #REF! | 5 | G27
140103 | UNION MANTLE MULTILAYER GAS 25x25 mm | 9.8 | #REF! | #REF! | #REF! | 5 | G27
140104 | UNION MANTLE MULTILAYER GAS 32x32 mm | 15.44 | #REF! | #REF! | #REF! | 5 | G27
140105 | UNION MANTLE MULTILAYER GAS 16x20 mm | 7.45 | #REF! | #REF! | #REF! | 5 | G27
140106 | UNION MANTLE MULTILAYER GAS 20x25 mm | 11.4 | #REF! | #REF! | #REF! | 5 | G27
140107 | UNION MANTLE MULTILAYER GAS 25x32 mm | 17.81 | #REF! | #REF! | #REF! | 5 | G27
| Elbows |  | #REF! | #REF! | #REF!
140111 | ELBOW SHAPE UNION MULTILAYER GAS 16x16 mm | 5.35 | #REF! | #REF! | #REF! | 5 | G27
140112 | ELBOW SHAPE UNION MULTILAYER GAS 20x20 mm | 7.53 | #REF! | #REF! | #REF! | 5 | G27
140113 | ELBOW SHAPE UNION MULTILAYER GAS 25x25 mm | 11.16 | #REF! | #REF! | #REF! | 5 | G27
140114 | ELBOW SHAPE UNION MULTILAYER GAS 32x32 mm | 17.17 | #REF! | #REF! | #REF! | 5 | G27
| Tees |  | #REF! | #REF! | #REF!
140141 | TE MULTILAYER GAS 16x16x16 mm | 8.03 | #REF! | #REF! | #REF! | 5 | G27
140142 | TE MULTILAYER GAS 20x20x20 mm | 10.57 | #REF! | #REF! | #REF! | 5 | G27
140143 | TE MULTILAYER GAS 25x25x25 mm | 16.35 | #REF! | #REF! | #REF! | 5 | G27
140144 | TE MULTILAYER GAS 32x32x32 mm | 24.71 | #REF! | #REF! | #REF! | 5 | G27
140145 | TE MULTILAYER GAS 20x16x16 mm | 11.29 | #REF! | #REF! | #REF! | 5 | G27
140146 | TE MULTILAYER GAS 20x16x20 mm | 11.82 | #REF! | #REF! | #REF! | 5 | G27
140147 | TE MULTILAYER GAS 20x20x20 mm | 11.82 | #REF! | #REF! | #REF! | 5 | G27
140148 | TE MULTILAYER GAS 25x16x16 mm | 18.37 | #REF! | #REF! | #REF! | 5 | G27
140149 | TE MULTILAYER GAS 25x16x25 mm | 18.37 | #REF! | #REF! | #REF! | 5 | G27
140150 | TE MULTILAYER GAS 25x20x20 mm | 19.3 | #REF! | #REF! | #REF! | 5 | G27
140151 | TE MULTILAYER GAS 25x20x25 mm | 19.3 | #REF! | #REF! | #REF! | 5 | G27
140152 | TE MULTILAYER GAS 25x25x16 mm | 18.37 | #REF! | #REF! | #REF! | 5 | G27
140153 | TE MULTILAYER GAS 25x25x20 mm | 19.3 | #REF! | #REF! | #REF! | 5 | G27
140154 | TE MULTILAYER GAS 32x25x25 mm | 26.09 | #REF! | #REF! | #REF! | 5 | G27
140155 | TE MULTILAYER GAS 32x25x32 mm | 26.74 | #REF! | #REF! | #REF! | 5 | G27
| Bends, terminals elbows |  | #REF! | #REF! | #REF!
140117 | BEND WITH NUT 1/2"X MULTILAYER GAS 20 mm | 16.1 | #REF! | #REF! | #REF! | 5 | G27
140118 | BEND WITH NUT 3/4" X MULTILAYER GAS 25 mm | 18.57 | #REF! | #REF! | #REF! | 5 | G27
140121 | TERMINAL ELBOW SHAPE H. 1/2" X MULTILAYER GAS 16 mm | 4.3 | #REF! | #REF! | #REF! | 5 | G27
140122 | TERMINAL ELBOW SHAPE H. 1/2" X MULTILAYER GAS 20 mm | 5.89 | #REF! | #REF! | #REF! | 5 | G27
140123 | TERMINAL ELBOW SHAPE H. 3/4" X MULTILAYER GAS 20 mm | 7.04 | #REF! | #REF! | #REF! | 5 | G27
140124 | TERMINAL ELBOW SHAPE H. 3/4" X MULTILAYER GAS 25 mm | 9.4 | #REF! | #REF! | #REF! | 5 | G27
140131 | TERMINAL ELBOW SHAPE M. 1/2" X MULTILAYER GAS 16 mm | 4.78 | #REF! | #REF! | #REF! | 5 | G27
140132 | TERMINAL ELBOW SHAPE M. 1/2" X MULTILAYER GAS 20 mm | 6.16 | #REF! | #REF! | #REF! | 5 | G27
140133 | TERMINAL ELBOW SHAPE M. 3/4" X MULTILAYER GAS 20 mm | 7.47 | #REF! | #REF! | #REF! | 5 | G27
140134 | TERMINAL ELBOW SHAPE M. 3/4" X MULTILAYER GAS 25 mm | 9.58 | #REF! | #REF! | #REF! | 5 | G27
| Fittings |  | #REF! | #REF! | #REF!
140136 | FITTING H. 1/2" x MULTILAYER GAS 16 mm | 6.65 | #REF! | #REF! | #REF! | 5 | G27
140137 | FITTING H. 1/2" x MULTILAYER GAS 20 mm | 7.7 | #REF! | #REF! | #REF! | 5 | G27
| Tes female |  | #REF! | #REF! | #REF!
140161 | TE MULTILAYER GAS 16x1/2"x16 mm | 7.04 | #REF! | #REF! | #REF! | 5 | G27
140162 | TE MULTILAYER GAS 20x1/2"x20 mm | 9.15 | #REF! | #REF! | #REF! | 5 | G27
140163 | TE MULTILAYER GAS 20x3/4"x20 mm | 10.39 | #REF! | #REF! | #REF! | 5 | G27
140164 | TE MULTILAYER GAS 25x3/4"x25 mm | 14.69 | #REF! | #REF! | #REF! | 5 | G27
| Straight brass female |  | #REF! | #REF! | #REF!
140051 | STRAIGHT BRASS FITTING H. 1/2" X MULTILAYER GAS 16 mm | 3.62 | #REF! | #REF! | #REF! | 5 | G28
140052 | STRAIGHT BRASS FITTING H. 1/2" X MULTILAYER GAS 20 mm | 4.56 | #REF! | #REF! | #REF! | 5 | G28
140053 | STRAIGHT BRASS FITTING H. 3/4" X MULTILAYER GAS 20 mm | 5.41 | #REF! | #REF! | #REF! | 5 | G28
140054 | STRAIGHT BRASS FITTING H. 3/4" X MULTILAYER GAS 25 mm | 6.92 | #REF! | #REF! | #REF! | 5 | G28
140055 | STRAIGHT BRASS FITTING H. 1" X MULTILAYER GAS 32 mm | 11.85 | #REF! | #REF! | #REF! | 5 | G28
| Straight brass male |  | #REF! | #REF! | #REF!
140061 | STRAIGHT BRASS FITTING M. 1/2" X MULTILAYER GAS 16 mm | 4.24 | #REF! | #REF! | #REF! | 5 | G28
140062 | STRAIGHT BRASS FITTING M. 1/2" X MULTILAYER GAS 20 mm | 4.88 | #REF! | #REF! | #REF! | 5 | G28
140063 | STRAIGHT BRASS FITTING M. 3/4" X MULTILAYER GAS 20 mm | 5.86 | #REF! | #REF! | #REF! | 5 | G28
140064 | STRAIGHT BRASS FITTING M. 3/4" X MULTILAYER GAS 25 mm | 7.2 | #REF! | #REF! | #REF! | 5 | G28
140065 | STRAIGHT BRASS FITTING M. 1" X MULTILAYER GAS 25 mm | 9.79 | #REF! | #REF! | #REF! | 5 | G28
140066 | STRAIGHT BRASS FITTING M. 1" X MULTILAYER GAS 32 mm | 11.76 | #REF! | #REF! | #REF! | 5 | G28
| Straight brass nut |  | #REF! | #REF! | #REF!
140069 | STRAIGHT BRASS FITTING T. 20/150" X MULTILAYER GAS 16 mm | 11.27 | #REF! | #REF! | #REF! | 10 | G28
140070 | STRAIGHT BRASS FITTING T. 20/150" X MULTILAYER GAS 20 mm | 12.8 | #REF! | #REF! | #REF! | 1 | G28
140071 | STRAIGHT BRASS FITTING T. 1/2" X MULTILAYER GAS 16 mm | 8.63 | #REF! | #REF! | #REF! | 5 | G28
1400711 | STRAIGHT BRASS FITTING T. 1/2" X MULTILAYER GAS 20 mm | 10.41 | #REF! | #REF! | #REF! | 1 | G28
140072 | STRAIGHT BRASS FITTING T. 3/4" X MULTILAYER GAS 16 mm | 9.88 | #REF! | #REF! | #REF! | 5 | G28
140073 | STRAIGHT BRASS FITTING T. 3/4" X MULTILAYER GAS 20 mm | 10.47 | #REF! | #REF! | #REF! | 5 | G28
140074 | STRAIGHT BRASS FITTING T. 3/4" X MULTILAYER GAS 25 mm | 12.5 | #REF! | #REF! | #REF! | 5 | G28
140075 | STRAIGHT BRASS FITTING T. 7/8" X MULTILAYER GAS 20 mm | 10.98 | #REF! | #REF! | #REF! | 5 | G28
140076 | STRAIGHT BRASS FITTING T. 7/8" X MULTILAYER GAS 25 mm | 12.91 | #REF! | #REF! | #REF! | 5 | G28
140077 | STRAIGHT BRASS FITTING T. 1" X MULTILAYER GAS 32 mm | 17.35 | #REF! | #REF! | #REF! | 5 | G28
| Straight brass nut |  | #REF! | #REF! | #REF!
140081 | STRAIGHT BRASS FITTING DRAINER T. 3/4" X MULTILAYER GAS 16 mm | 14.61 | #REF! | #REF! | #REF! | 5 | G28
140082 | STRAIGHT BRASS FITTING DRAINER T. 3/4" X MULTILAYER GAS 20 mm | 15.26 | #REF! | #REF! | #REF! | 5 | G28
1400821 | STRAIGHT BRASS FITTING DRAINER T. 3/4" X MULTILAYER GAS 25 mm | 30.99 | #REF! | #REF! | #REF! | 20 | G28
140083 | STRAIGHT BRASS FITTING DRAINER T. 7/8" X MULTILAYER GAS 20 mm | 15.75 | #REF! | #REF! | #REF! | 5 | G28
140084 | STRAIGHT BRASS FITTING DRAINER T. 7/8" X MULTILAYER GAS 25 mm | 17.23 | #REF! | #REF! | #REF! | 5 | G28
140085 | STRAIGHT BRASS FITTING DRAINER T. 7/8" X MULTILAYER GAS 32 mm | 31.36 | #REF! | #REF! | #REF! | 1 | G28
140086 | STRAIGHT BRASS FITTING DRAINER T. 1" X MULTILAYER GAS 32 mm | Consultar | #REF! | #REF! | #REF! | 1 | G28
140090 | RIGHT FITTING PETERSON T. 3/4" X MULTILAYER GAS 16 mm | 15.44 | #REF! | #REF! | #REF! | 5 | G28
140091 | RIGHT FITTING PETERSON T. 3/4" X MULTILAYER GAS 20 mm | 16.09 | #REF! | #REF! | #REF! | 5 | G28
140092 | RIGHT FITTING PETERSON T. 7/8" X MULTILAYER GAS 20 mm | 16.54 | #REF! | #REF! | #REF! | 5 | G28
140093 | RIGHT FITTING PETERSON T. 7/8" X MULTILAYER GAS 25 mm | 18.05 | #REF! | #REF! | #REF! | 5 | G28
140095 | BEND WITH NUT PURGE 3/4"X MULTILAYER GAS 20 mm | 22.62 | #REF! | #REF! | #REF! | 5 | G28
140096 | BEND WITH NUT PURGE 7/8"X MULTILAYER GAS 20 mm | 23.3 | #REF! | #REF! | #REF! | 5 | G28
140097 | BEND WITH NUT PURGE 7/8"X MULTILAYER GAS 25 mm | 25 | #REF! | #REF! | #REF! | 5 | G28
140098 | BEND WITH NUT PETERSON 7/8"X MULTILAYER GAS 20 mm | 24.41 | #REF! | #REF! | #REF! | 5 | G28
140099 | BEND WITH NUT PETERSON 7/8"X MULTILAYER GAS 25 mm | 26.15 | #REF! | #REF! | #REF! | 5 | G28
| Valvs |  | #REF! | #REF! | #REF!
213106 | M1/2" CHROME FAUCET WITH EXCESS OF FLOW | 32.07 | #REF! | #REF! | #REF! | 1 | G28
21546 | H-H 1/2" SWITCH LOCKING VALVE WITH THERMAL DEVICE | 30.32 | #REF! | #REF! | #REF! | 1 | G28
21547 | H-H 3/4" SWITCH LOCKING VALVE WITH THERMAL DEVICE | 32.56 | #REF! | #REF! | #REF! | 1 | G28
21548 | H-H 1" SWITCH LOCKING VALVE WITH THERMAL DEVICE | 71.3 | #REF! | #REF! | #REF! | 1 | G28
02216 | THERMAL SAFETY VALVE DN15 1/2" | 22.29 | #REF! | #REF! | #REF! | 1 | G28
02217 | THERMAL SAFETY VALVE DN15 3/4" | 29.21 | #REF! | #REF! | #REF! | 1 | G28
02201 | 2,5m3/h 1/2" FLOW LIMIT VALVE | 55.43 | #REF! | #REF! | #REF! | 1 | G28
02203 | 4m3/h 3/4" FLOW LIMIT VALVE | 65 | #REF! | #REF! | #REF! | 1 | G28
022034 | LIMITING VALVE CUADAL 100mba M-F 10m3/h 3/4" | 45.6 | #REF! | #REF! | #REF! | 1 | G28
02205 | LIMITING VALVE CUADAL 100mba M-F 10m3/h 1.1/4" | 136.4 | #REF! | #REF! | #REF! | 1 | G28
02206 | LIMITING VALVE CUADAL 100mba M-F 16m3/h 1.1/2" | 151 | #REF! | #REF! | #REF! | 1 | G28
022042 | LIMITING VALVE CAUDAL M-F 150mbar 6m3/h 1" | 62.06 | #REF! | #REF! | #REF! | 1 | G28
| PIPELINE |  | #REF! | #REF! | #REF!
| Tubes pipeline inox |  | #REF! | #REF! | #REF!
141010 | m. PIPELINE INOX AISI 316L EN10312 13X15 mm | 5.51 | #REF! | #REF! | #REF! | 6 | G29
141011 | m. PIPELINE INOX AISI 316L EN10312 16X18 mm | 6.68 | #REF! | #REF! | #REF! | 6 | G29
141012 | m. PIPELINE INOX AISI 316L EN10312 19X22 mm | 8.86 | #REF! | #REF! | #REF! | 6 | G29
141013 | m. PIPELINE INOX AISI 316L EN10312 24X28 mm | 11.19 | #REF! | #REF! | #REF! | 6 | G29
141014 | m. PIPELINE INOX AISI 316L EN10312 32X35 mm | 16.89 | #REF! | #REF! | #REF! | 6 | G29
141015 | m. PIPELINE INOX AISI 316L EN10312 39X42 mm | 23.08 | #REF! | #REF! | #REF! | 6 | G29
141016 | m. PIPELINE INOX AISI 316L EN10312 51X54 mm | 28.94 | #REF! | #REF! | #REF! | 6 | G29
141017 | m. PIPELINE INOX AISI 316L EN10312 72X76 mm | 57.08 | #REF! | #REF! | #REF! | 6 | G29
141018 | m. PIPELINE INOX AISI 316L EN10312 85X88 mm | 60.68 | #REF! | #REF! | #REF! | 6 | G29
141019 | m. PIPELINE INOX AISI 316L EN10312 104X108 mm | 73.27 | #REF! | #REF! | #REF! | 6 | G29
| Rings for piping inox |  | #REF! | #REF! | #REF!
141330 | RING VULCANIZED FOR PIPING INOX 15 mm | 9.22 | #REF! | #REF! | #REF! | 50 | G29
141331 | RING VULCANIZED FOR PIPING INOX 18 mm | 9.22 | #REF! | #REF! | #REF! | 50 | G29
141332 | RING VULCANIZED FOR PIPING INOX 22 mm | 9.39 | #REF! | #REF! | #REF! | 50 | G29
141333 | RING VULCANIZED FOR PIPING INOX 28 mm | 9.77 | #REF! | #REF! | #REF! | 50 | G29
141334 | RING VULCANIZED FOR PIPING INOX 35 mm | 10.35 | #REF! | #REF! | #REF! | 50 | G29
141335 | RING VULCANIZED FOR PIPING INOX 42 mm | 12.05 | #REF! | #REF! | #REF! | 50 | G29
141336 | RING VULCANIZED FOR PIPING INOX 54 mm | 13.16 | #REF! | #REF! | #REF! | 25 | G29
141337 | RING VULCANIZED FOR PIPING INOX 76 mm | 19.96 | #REF! | #REF! | #REF! | 10 | G29
141338 | RING VULCANIZED FOR PIPING INOX 88 mm | 21.63 | #REF! | #REF! | #REF! | 1 | G29
141339 | RING VULCANIZED FOR PIPING INOX 108 mm | 26.13 | #REF! | #REF! | #REF! | 1 | G29
141340 | M-6 x 40mm LAG INOX BOLT SCREW | 0.63 | #REF! | #REF! | #REF! | 1 | G29
| Bends 90º inox female-female |  | #REF! | #REF! | #REF!
141020 | 90º BEND INOX PRESSFITTING GAS H-H 15 mm | 5.47 | #REF! | #REF! | #REF! | 1 | G29
141021 | 90º BEND INOX PRESSFITTING GAS H-H 18 mm | 6.26 | #REF! | #REF! | #REF! | 1 | G29
141022 | 90º BEND INOX PRESSFITTING GAS H-H 22 mm | 7.55 | #REF! | #REF! | #REF! | 1 | G29
141023 | 90º BEND INOX PRESSFITTING GAS H-H 28 mm | 10.05 | #REF! | #REF! | #REF! | 1 | G29
141024 | 90º BEND INOX PRESSFITTING GAS H-H 35 mm | 16.29 | #REF! | #REF! | #REF! | 1 | G29
141025 | 90º BEND INOX PRESSFITTING GAS H-H 42 mm | 27.99 | #REF! | #REF! | #REF! | 1 | G29
141026 | 90º BEND INOX PRESSFITTING GAS H-H 54 mm | 39.05 | #REF! | #REF! | #REF! | 1 | G29
141027 | 90º BEND INOX PRESSFITTING GAS H-H 76 mm | 80.11 | #REF! | #REF! | #REF! | 1 | G29
141028 | 90º BEND INOX PRESSFITTING GAS H-H 88 mm | 97.38 | #REF! | #REF! | #REF! | 1 | G29
141029 | 90º BEND INOX PRESSFITTING GAS H-H 108 mm | 132.84 | #REF! | #REF! | #REF! | 1 | G29
| Bends 90º inox male-female |  | #REF! | #REF! | #REF!
141030 | 90º BEND INOX PRESSFITTING GAS M-H 15 mm | 5.74 | #REF! | #REF! | #REF! | 1 | G29
141031 | 90º BEND INOX PRESSFITTING GAS M-H 18 mm | 6.51 | #REF! | #REF! | #REF! | 1 | G29
141032 | 90º BEND INOX PRESSFITTING GAS M-H 22 mm | 7.81 | #REF! | #REF! | #REF! | 1 | G29
141033 | 90º BEND INOX PRESSFITTING GAS M-H 28 mm | 9.8 | #REF! | #REF! | #REF! | 1 | G29
141034 | 90º BEND INOX PRESSFITTING GAS M-H 35 mm | 14.92 | #REF! | #REF! | #REF! | 1 | G29
141035 | 90º BEND INOX PRESSFITTING GAS M-H 42 mm | 27.1 | #REF! | #REF! | #REF! | 1 | G29
141036 | 90º BEND INOX PRESSFITTING GAS M-H 54 mm | 39.26 | #REF! | #REF! | #REF! | 1 | G29
141037 | 90º BEND INOX PRESSFITTING GAS M-H 76 mm | 82.31 | #REF! | #REF! | #REF! | 1 | G29
141038 | 90º BEND INOX PRESSFITTING GAS M-H 88 mm | 100.18 | #REF! | #REF! | #REF! | 1 | G29
141039 | 90º BEND INOX PRESSFITTING GAS M-H 108 mm | 136.61 | #REF! | #REF! | #REF! | 1 | G29
| Bends 45º inox female-female |  | #REF! | #REF! | #REF!
141040 | 45º BEND INOX PRESSFITTING GAS H-H 15 mm | 7.16 | #REF! | #REF! | #REF! | 1 | G29
141041 | 45º BEND INOX PRESSFITTING GAS H-H 18 mm | 7.93 | #REF! | #REF! | #REF! | 1 | G29
141042 | 45º BEND INOX PRESSFITTING GAS H-H 22 mm | 9.21 | #REF! | #REF! | #REF! | 1 | G29
141043 | 45º BEND INOX PRESSFITTING GAS H-H 28 mm | 11.08 | #REF! | #REF! | #REF! | 1 | G29
141044 | 45º BEND INOX PRESSFITTING GAS H-H 35 mm | 13.1 | #REF! | #REF! | #REF! | 1 | G29
141045 | 45º BEND INOX PRESSFITTING GAS H-H 42 mm | 21.22 | #REF! | #REF! | #REF! | 1 | G29
141046 | 45º BEND INOX PRESSFITTING GAS H-H 54 mm | 27.24 | #REF! | #REF! | #REF! | 1 | G29
141047 | 45º BEND INOX PRESSFITTING GAS H-H 76 mm | 79.05 | #REF! | #REF! | #REF! | 1 | G29
141048 | 45º BEND INOX PRESSFITTING GAS H-H 88 mm | 93.76 | #REF! | #REF! | #REF! | 1 | G29
141049 | 45º BEND INOX PRESSFITTING GAS H-H 108 mm | 127.9 | #REF! | #REF! | #REF! | 1 | G29
| Bends 45º inox male-female |  | #REF! | #REF! | #REF!
141050 | 45º BEND INOX PRESSFITTING GAS M-H 15 mm | 7.16 | #REF! | #REF! | #REF! | 1 | G30
141051 | 45º BEND INOX PRESSFITTING GAS M-H 18 mm | 7.67 | #REF! | #REF! | #REF! | 1 | G30
141052 | 45º BEND INOX PRESSFITTING GAS M-H 22 mm | 8.7 | #REF! | #REF! | #REF! | 1 | G30
141053 | 45º BEND INOX PRESSFITTING GAS M-H 28 mm | 10.34 | #REF! | #REF! | #REF! | 1 | G30
141054 | 45º BEND INOX PRESSFITTING GAS M-H 35 mm | 12.2 | #REF! | #REF! | #REF! | 1 | G30
141055 | 45º BEND INOX PRESSFITTING GAS M-H 42 mm | 20.44 | #REF! | #REF! | #REF! | 1 | G30
141056 | 45º BEND INOX PRESSFITTING GAS M-H 54 mm | 26.19 | #REF! | #REF! | #REF! | 1 | G30
141057 | 45º BEND INOX PRESSFITTING GAS M-H 76 mm | 72.19 | #REF! | #REF! | #REF! | 1 | G30
141058 | 45º BEND INOX PRESSFITTING GAS M-H 88 mm | 86.14 | #REF! | #REF! | #REF! | 1 | G30
141059 | 45º BEND INOX PRESSFITTING GAS M-H 108 mm | 117.69 | #REF! | #REF! | #REF! | 1 | G30
| Sleeves inox female-female |  | #REF! | #REF! | #REF!
141060 | SLEEVE INOX PRESSFITTING GAS H-H 15 mm | 3.84 | #REF! | #REF! | #REF! | 1 | G30
141061 | SLEEVE INOX PRESSFITTING GAS H-H 18 mm | 4.38 | #REF! | #REF! | #REF! | 1 | G30
141062 | SLEEVE INOX PRESSFITTING GAS H-H 22 mm | 5.04 | #REF! | #REF! | #REF! | 1 | G30
141063 | SLEEVE INOX PRESSFITTING GAS H-H 28 mm | 5.78 | #REF! | #REF! | #REF! | 1 | G30
141064 | SLEEVE INOX PRESSFITTING GAS H-H 35 mm | 7.3 | #REF! | #REF! | #REF! | 1 | G30
141065 | SLEEVE INOX PRESSFITTING GAS H-H 42 mm | 9.9 | #REF! | #REF! | #REF! | 1 | G30
141066 | SLEEVE INOX PRESSFITTING GAS H-H 54 mm | 12 | #REF! | #REF! | #REF! | 1 | G30
141067 | SLEEVE INOX PRESSFITTING GAS H-H 76 mm | 48.76 | #REF! | #REF! | #REF! | 1 | G30
141068 | SLEEVE INOX PRESSFITTING GAS H-H 88 mm | 57.92 | #REF! | #REF! | #REF! | 1 | G30
141069 | SLEEVE INOX PRESSFITTING GAS H-H 108 mm | 73.66 | #REF! | #REF! | #REF! | 1 | G30
| Reduced sleeves inox male-female |  | #REF! | #REF! | #REF!
141081 | REDUCED SLEEVE INOX PRESSFITTING GAS M-H 18-25 | 4.45 | #REF! | #REF! | #REF! | 1 | G35
141082 | REDUCED SLEEVE INOX PRESSFITTING GAS M-H 22-15 | 4.87 | #REF! | #REF! | #REF! | 1 | G35
141083 | REDUCED SLEEVE INOX PRESSFITTING GAS M-H 22-18 | 5.02 | #REF! | #REF! | #REF! | 1 | G35
141084 | REDUCED SLEEVE INOX PRESSFITTING GAS M-H 28-15 | 6.31 | #REF! | #REF! | #REF! | 1 | G30
141085 | REDUCED SLEEVE INOX PRESSFITTING GAS M-H 28-18 | 5.9 | #REF! | #REF! | #REF! | 1 | G30
141086 | REDUCED SLEEVE INOX PRESSFITTING GAS M-H 28-22 | 5.87 | #REF! | #REF! | #REF! | 1 | G30
141087 | REDUCED SLEEVE INOX PRESSFITTING GAS M-H 35-15 | 21.61 | #REF! | #REF! | #REF! | 1 | G30
141088 | REDUCED SLEEVE INOX PRESSFITTING GAS M-H 35-18 | 21.88 | #REF! | #REF! | #REF! | 1 | G30
141089 | REDUCED SLEEVE INOX PRESSFITTING GAS M-H 35-22 | 7.37 | #REF! | #REF! | #REF! | 1 | G30
141090 | REDUCED SLEEVE INOX PRESSFITTING GAS M-H 35-28 | 9.09 | #REF! | #REF! | #REF! | 1 | G30
141091 | REDUCED SLEEVE INOX PRESSFITTING GAS M-H 42/15 | 22.35 | #REF! | #REF! | #REF! | 1 | G30
141092 | REDUCED SLEEVE INOX PRESSFITTING GAS M-H 42-18 | 22.42 | #REF! | #REF! | #REF! | 1 | G30
141093 | REDUCED SLEEVE INOX PRESSFITTING GAS M-H 42-22 | 23.21 | #REF! | #REF! | #REF! | 1 | G30
141094 | REDUCED SLEEVE INOX PRESSFITTING GAS M-H 42-28 | 23.73 | #REF! | #REF! | #REF! | 1 | G30
141095 | REDUCED SLEEVE INOX PRESSFITTING GAS M-H 42-35 | 12.74 | #REF! | #REF! | #REF! | 1 | G30
141096 | REDUCED SLEEVE INOX PRESSFITTING GAS M-H 54-15 | 24.79 | #REF! | #REF! | #REF! | 1 | G30
141097 | REDUCED SLEEVE INOX PRESSFITTING GAS M-H 54-18 | 24.83 | #REF! | #REF! | #REF! | 1 | G30
141098 | REDUCED SLEEVE INOX PRESSFITTING GAS M-H 54-22 | 26.15 | #REF! | #REF! | #REF! | 1 | G30
141099 | REDUCED SLEEVE INOX PRESSFITTING GAS M-H 54-28 | 27.21 | #REF! | #REF! | #REF! | 1 | G30
141100 | REDUCED SLEEVE INOX PRESSFITTING GAS M-H 54-35 | 33.89 | #REF! | #REF! | #REF! | 1 | G30
141101 | REDUCED SLEEVE INOX PRESSFITTING GAS M-H 54-42 | 16.46 | #REF! | #REF! | #REF! | 1 | G30
141102 | REDUCED SLEEVE INOX PRESSFITTING GAS M-H 76-54 | 47.76 | #REF! | #REF! | #REF! | 1 | G30
141103 | REDUCED SLEEVE INOX PRESSFITTING GAS M-H 88-54 | 52.01 | #REF! | #REF! | #REF! | 1 | G30
141104 | REDUCED SLEEVE INOX PRESSFITTING GAS M-H 88-76 | 70.66 | #REF! | #REF! | #REF! | 1 | G30
141105 | REDUCED SLEEVE INOX PRESSFITTING GAS M-H 108-76 | 72.78 | #REF! | #REF! | #REF! | 1 | G30
141106 | REDUCED SLEEVE INOX PRESSFITTING GAS M-H 108-88 | 81.02 | #REF! | #REF! | #REF! | 1 | G30
| T equal inox |  | #REF! | #REF! | #REF!
141110 | T EQUAL INOX PRESSFITTING GAS 15 mm | 10.01 | #REF! | #REF! | #REF! | 1 | G30
141111 | T EQUAL INOX PRESSFITTING GAS 18 mm | 11.5 | #REF! | #REF! | #REF! | 1 | G30
141112 | T EQUAL INOX PRESSFITTING GAS 22 mm | 12.1 | #REF! | #REF! | #REF! | 1 | G30
141113 | T EQUAL INOX PRESSFITTING GAS 28 mm | 14.56 | #REF! | #REF! | #REF! | 1 | G30
141114 | T EQUAL INOX PRESSFITTING GAS 35 mm | 18.14 | #REF! | #REF! | #REF! | 1 | G30
141115 | T EQUAL INOX PRESSFITTING GAS 42 mm | 25.66 | #REF! | #REF! | #REF! | 1 | G30
141116 | T EQUAL INOX PRESSFITTING GAS 54 mm | 30.59 | #REF! | #REF! | #REF! | 1 | G30
141117 | T EQUAL INOX PRESSFITTING GAS 76 mm | 145.41 | #REF! | #REF! | #REF! | 1 | G30
141118 | T EQUAL INOX PRESSFITTING GAS 88 mm | 159.21 | #REF! | #REF! | #REF! | 1 | G30
141119 | T EQUAL INOX PRESSFITTING GAS 108 mm | 196.26 | #REF! | #REF! | #REF! | 1 | G30
| T reduced inox |  | #REF! | #REF! | #REF!
141120 | T REDUCED INOX PRESSFITTING GAS 18-15-18 mm | 9.69 | #REF! | #REF! | #REF! | 1 | G31
141121 | T REDUCED INOX PRESSFITTING GAS 22-15-22 mm | 10.14 | #REF! | #REF! | #REF! | 1 | G31
141122 | T REDUCED INOX PRESSFITTING GAS 22-18-22 mm | 10.67 | #REF! | #REF! | #REF! | 1 | G31
141123 | T REDUCED INOX PRESSFITTING GAS 28-15-28 mm | 12.06 | #REF! | #REF! | #REF! | 1 | G31
141124 | T REDUCED INOX PRESSFITTING GAS 28-18-28 mm | 12.63 | #REF! | #REF! | #REF! | 1 | G31
141125 | T REDUCED INOX PRESSFITTING GAS 28-22-28 mm | 13.46 | #REF! | #REF! | #REF! | 1 | G31
141126 | T REDUCED INOX PRESSFITTING GAS 35-15-35 mm | 15.71 | #REF! | #REF! | #REF! | 1 | G31
141127 | T REDUCED INOX PRESSFITTING GAS 35-18-35 mm | 15.95 | #REF! | #REF! | #REF! | 1 | G31
141128 | T REDUCED INOX PRESSFITTING GAS 35-22-35 mm | 16.43 | #REF! | #REF! | #REF! | 1 | G31
141129 | T REDUCED INOX PRESSFITTING GAS 35-28-35 mm | 17.1 | #REF! | #REF! | #REF! | 1 | G31
141130 | T REDUCED INOX PRESSFITTING GAS 42-22-42 mm | 23.56 | #REF! | #REF! | #REF! | 1 | G31
141131 | T REDUCED INOX PRESSFITTING GAS 42-28-42 mm | 24.1 | #REF! | #REF! | #REF! | 1 | G31
141132 | T REDUCED INOX PRESSFITTING GAS 42-35-42 mm | 24.63 | #REF! | #REF! | #REF! | 1 | G31
141133 | T REDUCED INOX PRESSFITTING GAS 54-22-54 mm | 25.99 | #REF! | #REF! | #REF! | 1 | G31
141134 | T REDUCED INOX PRESSFITTING GAS 54-28-54 mm | 27.07 | #REF! | #REF! | #REF! | 1 | G31
141135 | T REDUCED INOX PRESSFITTING GAS 54-35-54 mm | 27.61 | #REF! | #REF! | #REF! | 1 | G31
141136 | T REDUCED INOX PRESSFITTING GAS 54-42-54 mm | 29.57 | #REF! | #REF! | #REF! | 1 | G31
141137 | T REDUCED INOX PRESSFITTING GAS 76-54-76 mm | 165.99 | #REF! | #REF! | #REF! | 1 | G31
141138 | T REDUCED INOX PRESSFITTING GAS 88-54-88 mm | 169.82 | #REF! | #REF! | #REF! | 1 | G31
141139 | T REDUCED INOX PRESSFITTING GAS 88-76-88 mm | 181.23 | #REF! | #REF! | #REF! | 1 | G31
141140 | T REDUCED INOX PRESSFITTING GAS 108-76-108 mm | 194 | #REF! | #REF! | #REF! | 1 | G31
141141 | T REDUCED INOX PRESSFITTING GAS 108-88-108 mm | 224.14 | #REF! | #REF! | #REF! | 1 | G31
| T threaded inox |  | #REF! | #REF! | #REF!
141150 | T THREADED INOX PRESSFITTING GAS 15-1/2"-15 mm | 11.06 | #REF! | #REF! | #REF! | 1 | G31
141151 | T THREADED INOX PRESSFITTING GAS 18-1/2"-18 mm | 11.35 | #REF! | #REF! | #REF! | 1 | G31
141152 | T THREADED INOX PRESSFITTING GAS 18-3/4"-18 mm | 13.83 | #REF! | #REF! | #REF! | 1 | G31
141153 | T THREADED INOX PRESSFITTING GAS 22-1/2"-22 mm | 12.14 | #REF! | #REF! | #REF! | 1 | G31
141154 | T THREADED INOX PRESSFITTING GAS 22-3/4"-22 mm | 13.85 | #REF! | #REF! | #REF! | 1 | G31
141155 | T THREADED INOX PRESSFITTING GAS 28-1/2"-28 mm | 13.35 | #REF! | #REF! | #REF! | 1 | G31
141156 | T THREADED INOX PRESSFITTING GAS 28-3/4"-28 mm | 15.86 | #REF! | #REF! | #REF! | 1 | G31
141157 | T THREADED INOX PRESSFITTING GAS 35-1/2"-35 mm | 16.01 | #REF! | #REF! | #REF! | 1 | G31
141158 | T THREADED INOX PRESSFITTING GAS 35-3/4"-35 mm | 19.4 | #REF! | #REF! | #REF! | 1 | G31
141159 | T THREADED INOX PRESSFITTING GAS 42-1/2"-42 mm | 19.4 | #REF! | #REF! | #REF! | 1 | G31
141160 | T THREADED INOX PRESSFITTING GAS 42-3/4"-42 mm | 21.27 | #REF! | #REF! | #REF! | 1 | G31
141161 | T THREADED INOX PRESSFITTING GAS 54-1/2"-54 mm | 23.46 | #REF! | #REF! | #REF! | 1 | G31
141162 | T THREADED INOX PRESSFITTING GAS 54-1/2"-54 mm | 25.43 | #REF! | #REF! | #REF! | 1 | G31
141163 | T THREADED INOX PRESSFITTING GAS 54-2"-54 mm | 51.12 | #REF! | #REF! | #REF! | 1 | G31
141164 | T THREADED INOX PRESSFITTING GAS 76-3/4"-76 mm | 137.81 | #REF! | #REF! | #REF! | 1 | G31
141165 | T THREADED INOX PRESSFITTING GAS 76-2"-76 mm | 148.59 | #REF! | #REF! | #REF! | 1 | G31
141166 | T THREADED INOX PRESSFITTING GAS 88-3/4"-88 mm | 148.59 | #REF! | #REF! | #REF! | 1 | G31
141167 | T THREADED INOX PRESSFITTING GAS 88-2"-88 mm | 156.4 | #REF! | #REF! | #REF! | 1 | G31
141168 | T THREADED INOX PRESSFITTING GAS 108-3/4"-108 mm | 182.17 | #REF! | #REF! | #REF! | 1 | G31
141169 | T THREADED INOX PRESSFITTING GAS 108-2"-108 mm | 190.59 | #REF! | #REF! | #REF! | 1 | G31
| Elbows thread female inox |  | #REF! | #REF! | #REF!
141170 | ELBOW THREAD FEMALE INOX PRESSFITTING GAS 15-1/2 " | 12.22 | #REF! | #REF! | #REF! | 1 | G31
141171 | ELBOW THREAD FEMALE INOX PRESSFITTING GAS 18-1/2" | 14.04 | #REF! | #REF! | #REF! | 1 | G31
141172 | ELBOW THREAD FEMALE INOX PRESSFITTING GAS 22-1/2" | 17.13 | #REF! | #REF! | #REF! | 1 | G31
141173 | ELBOW THREAD FEMALE INOX PRESSFITTING GAS 28-1/2" | 16.71 | #REF! | #REF! | #REF! | 1 | G31
141174 | ELBOW THREAD FEMALE INOX PRESSFITTING GAS 28-1" | 22.36 | #REF! | #REF! | #REF! | 1 | G31
141175 | ELBOW THREAD FEMALE INOX PRESSFITTING GAS 35-1.1/4" | 36.85 | #REF! | #REF! | #REF! | 1 | G31
| Applys inox |  | #REF! | #REF! | #REF!
141190 | APPLY THREAD FEMALE INOX PRESSFITTING GAS 15-1/2" | 13.64 | #REF! | #REF! | #REF! | 1 | G31
141191 | APPLY THREAD FEMALE INOX PRESSFITTING GAS 18-1/2" | 14.15 | #REF! | #REF! | #REF! | 1 | G31
141192 | APPLY THREAD FEMALE INOX PRESSFITTING GAS 22-3/4" | 20.33 | #REF! | #REF! | #REF! | 1 | G31
141193 | APPLY DISTANCIATOR H INOX PRESSFITTING GAS 22-1 " | 22.6 | #REF! | #REF! | #REF! | 1 | G31
141194 | APPLY DISTANCIATOR H INOX PRESSFITTING GAS 28-1" | 22.6 | #REF! | #REF! | #REF! | 1 | G31
| Sttoper inox |  | #REF! | #REF! | #REF!
141200 | STOPPER INOX PRESSFITTING 15 mm | 5.43 | #REF! | #REF! | #REF! | 1 | G32
141201 | STOPPER INOX PRESSFITTING 18 mm | 5.65 | #REF! | #REF! | #REF! | 1 | G32
141202 | STOPPER INOX PRESSFITTING 22 mm | 6.57 | #REF! | #REF! | #REF! | 1 | G32
141203 | STOPPER INOX PRESSFITTING 28 mm | 9.04 | #REF! | #REF! | #REF! | 1 | G32
141204 | STOPPER INOX PRESSFITTING 35 mm | 10.31 | #REF! | #REF! | #REF! | 1 | G32
141205 | STOPPER INOX PRESSFITTING 42 mm | 15.84 | #REF! | #REF! | #REF! | 1 | G32
141206 | STOPPER INOX PRESSFITTING 54 mm | 18.68 | #REF! | #REF! | #REF! | 1 | G32
| Fitting inox |  | #REF! | #REF! | #REF!
141220 | FITTING PREC. INOX PRESSFITTING GAS 15 x T. 20/150 | 15.77 | #REF! | #REF! | #REF! | 1 | G32
141221 | FITTING PREC. INOX PRESSFITTING GAS 15 x T. 1/2" | 15.41 | #REF! | #REF! | #REF! | 1 | G32
141222 | FITTING PREC. INOX PRESSFITTING GAS 18 x T. 1/2" | 15.86 | #REF! | #REF! | #REF! | 1 | G32
141223 | FITTING PREC. INOX PRESSFITTING GAS 18 x T. 3/4" | 17.71 | #REF! | #REF! | #REF! | 1 | G32
141224 | FITTING PREC. INOX PRESSFITTING GAS 18 x T. 7/8" | 24.01 | #REF! | #REF! | #REF! | 1 | G32
141225 | FITTING PREC. INOX PRESSFITTING GAS 22 x T. 3/4" | 18.47 | #REF! | #REF! | #REF! | 1 | G32
141226 | FITTING PREC. INOX PRESSFITTING GAS 22 x T. 3/4" | 20.34 | #REF! | #REF! | #REF! | 1 | G32
141227 | FITTING PREC. INOX PRESSFITTING GAS 28 x T. 7/8" | 21.31 | #REF! | #REF! | #REF! | 1 | G32
141228 | FITTING PREC. INOX PRESSFITTING GAS 28 x T. 1" | 22.06 | #REF! | #REF! | #REF! | 1 | G32
141229 | FITTING PREC. INOX PRESSFITTING GAS 35 x T. 1.1/4" | 25.95 | #REF! | #REF! | #REF! | 1 | G32
141230 | FITTING PREC. INOX PRESSFITTING GAS 42 x T. 1.1/2" | 32.51 | #REF! | #REF! | #REF! | 1 | G32
141231 | FITTING PREC. INOX PRESSFITTING GAS 54 x T. 2" | 41.86 | #REF! | #REF! | #REF! | 1 | G32
141240 | FITTING WITH PURGE INOX PRESSFITTING GAS 15-3/4 | 21.33 | #REF! | #REF! | #REF! | 1 | G32
141241 | FITTING WITH PURGE INOX PRESSFITTING GAS 15-7/8 | 24.2 | #REF! | #REF! | #REF! | 1 | G32
141242 | FITTING WITH PURGE INOX PRESSFITTING GAS 18-3/4 | 21.73 | #REF! | #REF! | #REF! | 1 | G32
141243 | FITTING WITH PURGE INOX PRESSFITTING GAS 18-7/8 | 24.6 | #REF! | #REF! | #REF! | 1 | G32
141244 | FITTING WITH PURGE INOX PRESSFITTING GAS 22-3/4 | 22.42 | #REF! | #REF! | #REF! | 1 | G32
141245 | FITTING WITH PURGE INOX PRESSFITTING GAS 22-7/8 | 25.16 | #REF! | #REF! | #REF! | 1 | G32
| Curved fittings inox |  | #REF! | #REF! | #REF!
141251 | CURVED FITTING PREC. INOX PRESSFITTING GAS 18 X 7/8" | 28.1 | #REF! | #REF! | #REF! | 1 | G32
141252 | CURVED FITTING PREC. INOX PRESSFITTING GAS 22 X 7/8" | 27.31 | #REF! | #REF! | #REF! | 1 | G32
141261 | CURVED FITTING PREC. INOX PRESSFITTING GAS 18X7/8" | 31.08 | #REF! | #REF! | #REF! | 1 | G32
141262 | CURVED FITTING PREC. INOX PRESSFITTING GAS 22X7/8" | 33.53 | #REF! | #REF! | #REF! | 1 | G32
| Straps PN16 inox |  | #REF! | #REF! | #REF!
141270 | STRAP PN16 INOX PRESSFITTING GAS FOR PIPE 15 | 43.23 | #REF! | #REF! | #REF! | 1 | G32
141271 | STRAP PN16 INOX PRESSFITTING GAS FOR PIPE 18 | 43.23 | #REF! | #REF! | #REF! | 1 | G32
141272 | STRAP PN16 INOX PRESSFITTING GAS FOR PIPE 22 | 51.68 | #REF! | #REF! | #REF! | 1 | G32
141273 | STRAP PN16 INOX PRESSFITTING GAS FOR PIPE 28 | 63.19 | #REF! | #REF! | #REF! | 1 | G32
141274 | STRAP PN16 INOX PRESSFITTING GAS FOR PIPE 35 | 89.17 | #REF! | #REF! | #REF! | 1 | G32
141275 | STRAP PN16 INOX PRESSFITTING GAS FOR PIPE 42 | 104.63 | #REF! | #REF! | #REF! | 1 | G32
141276 | STRAP PN16 INOX PRESSFITTING GAS FOR PIPE 54 | 129.02 | #REF! | #REF! | #REF! | 1 | G32
141277 | STRAP PN16 INOX PRESSFITTING GAS FOR PIPE 76 | 236.56 | #REF! | #REF! | #REF! | 1 | G32
141278 | STRAP PN16 INOX PRESSFITTING GAS FOR PIPE 88 | 282.25 | #REF! | #REF! | #REF! | 1 | G32
141279 | STRAP PN16 INOX PRESSFITTING GAS FOR PIPE 108 | 336.01 | #REF! | #REF! | #REF! | 1 | G32
| Links male inox |  | #REF! | #REF! | #REF!
141300 | LINK MALE INOX PRESSFITTING GAS 15-1/2" | 9.68 | #REF! | #REF! | #REF! | 1 | G32
141301 | LINK MALE INOX PRESSFITTING GAS 15-3/4" | 9.84 | #REF! | #REF! | #REF! | 1 | G32
141302 | LINK MALE INOX PRESSFITTING GAS 18-1/2" | 10.54 | #REF! | #REF! | #REF! | 1 | G32
141303 | LINK MALE INOX PRESSFITTING GAS 18-3/4" | 10.81 | #REF! | #REF! | #REF! | 1 | G32
141304 | LINK MALE INOX PRESSFITTING GAS 22-1/2" | 11.46 | #REF! | #REF! | #REF! | 1 | G32
141305 | LINK MALE INOX PRESSFITTING GAS 22-3/4" | 11.88 | #REF! | #REF! | #REF! | 1 | G32
141306 | LINK MALE INOX PRESSFITTING GAS 22-1" | 14.12 | #REF! | #REF! | #REF! | 1 | G32
141307 | LINK MALE INOX PRESSFITTING GAS 28-3/4" | 16.1 | #REF! | #REF! | #REF! | 1 | G32
141308 | LINK MALE INOX PRESSFITTING GAS 28-1" | 17.11 | #REF! | #REF! | #REF! | 1 | G32
141309 | LINK MALE INOX PRESSFITTING GAS 28-1.1/4" | 20.93 | #REF! | #REF! | #REF! | 1 | G32
141310 | LINK MALE INOX PRESSFITTING GAS 35-1" | 19.46 | #REF! | #REF! | #REF! | 1 | G32
141311 | LINK MALE INOX PRESSFITTING GAS 35-1.1/4" | 22.62 | #REF! | #REF! | #REF! | 1 | G32
141312 | LINK MALE INOX PRESSFITTING GAS 35-1.1/2" | 26.67 | #REF! | #REF! | #REF! | 1 | G32
| Cu PRESSFITTING |  | #REF! | #REF! | #REF!
| Curves 90º Cu |  | #REF! | #REF! | #REF!
142020 | 90º CURVE Cu PRESSFITTING GAS F-F 15 mm | 5.47 | #REF! | #REF! | #REF! | 1 | G33
142021 | 90º CURVE Cu PRESSFITTING GAS F-F 18 mm | 7.19 | #REF! | #REF! | #REF! | 1 | G33
142022 | 90º CURVE Cu PRESSFITTING GAS F-F 22 mm | 8.99 | #REF! | #REF! | #REF! | 1 | G33
142023 | 90º CURVE Cu PRESSFITTING GAS F-F 28 mm | 18.16 | #REF! | #REF! | #REF! | 1 | G33
142024 | 90º CURVE Cu PRESSFITTING GAS F-F 35 mm | 35.93 | #REF! | #REF! | #REF! | 1 | G33
142025 | 90º CURVE Cu PRESSFITTING GAS F-F 42 mm | 68.47 | #REF! | #REF! | #REF! | 1 | G33
142026 | 90º CURVE Cu PRESSFITTING GAS F-F 54 mm | 92.42 | #REF! | #REF! | #REF! | 1 | G33
| Curves 45º Cu |  | #REF! | #REF! | #REF!
142040 | 45º CURVE Cu PRESSFITTING GAS F-F 15 mm | 6.01 | #REF! | #REF! | #REF! | 1 | G33
142041 | 45º CURVE Cu PRESSFITTING GAS F-F 18 mm | 6.39 | #REF! | #REF! | #REF! | 1 | G33
142042 | 45º CURVE Cu PRESSFITTING GAS F-F 22 mm | 7.8 | #REF! | #REF! | #REF! | 1 | G33
142043 | 45º CURVE Cu PRESSFITTING GAS F-F 28 mm | 23.67 | #REF! | #REF! | #REF! | 1 | G33
142044 | 45º CURVE Cu PRESSFITTING GAS F-F 35 mm | 33.82 | #REF! | #REF! | #REF! | 1 | G33
142045 | 45º CURVE Cu PRESSFITTING GAS F-F 42 mm | 54.88 | #REF! | #REF! | #REF! | 1 | G33
142046 | 45º CURVE Cu PRESSFITTING GAS F-F 54 mm | 76.81 | #REF! | #REF! | #REF! | 1 | G33
| Bushs Cu |  | #REF! | #REF! | #REF!
142060 | BUSH Cu PRESSFITTING GAS F-F 15 mm | 5.2 | #REF! | #REF! | #REF! | 1 | G33
142061 | BUSH Cu PRESSFITTING GAS F-F 18 mm | 6.57 | #REF! | #REF! | #REF! | 1 | G33
142062 | BUSH Cu PRESSFITTING GAS F-F 22 mm | 7.8 | #REF! | #REF! | #REF! | 1 | G33
142063 | BUSH Cu PRESSFITTING GAS F-F 28 mm | 14.21 | #REF! | #REF! | #REF! | 1 | G33
142064 | BUSH Cu PRESSFITTING GAS F-F 35 mm | 17.58 | #REF! | #REF! | #REF! | 1 | G33
142065 | BUSH Cu PRESSFITTING GAS F-F 42 mm | 33.13 | #REF! | #REF! | #REF! | 1 | G33
142066 | BUSH Cu PRESSFITTING GAS F-F 54 mm | 41.63 | #REF! | #REF! | #REF! | 1 | G33
| Reduced Bush Cu |  | #REF! | #REF! | #REF!
142081 | REDUCED BUSH Cu PRESSFITTING GAS M-F 18-15 | 4.61 | #REF! | #REF! | #REF! | 1 | G33
142082 | REDUCED BUSH Cu PRESSFITTING GAS M-F 22-15 | 5.64 | #REF! | #REF! | #REF! | 1 | G33
142083 | REDUCED BUSH Cu PRESSFITTING GAS M-F 22-18 | 5.8 | #REF! | #REF! | #REF! | 1 | G33
142084 | REDUCED BUSH Cu PRESSFITTING GAS M-F 28-15 | 13.59 | #REF! | #REF! | #REF! | 1 | G33
142085 | REDUCED BUSH Cu PRESSFITTING GAS M-F 28-15 | 13.99 | #REF! | #REF! | #REF! | 1 | G33
142086 | REDUCED BUSH Cu PRESSFITTING GAS M-F 28-22 | 14.31 | #REF! | #REF! | #REF! | 1 | G33
142087 | REDUCED BUSH Cu PRESSFITTING GAS M-F 35-22 | 16.98 | #REF! | #REF! | #REF! | 1 | G33
142088 | REDUCED BUSH Cu PRESSFITTING GAS M-F 35-28 | 18.37 | #REF! | #REF! | #REF! | 1 | G33
142089 | REDUCED BUSH Cu PRESSFITTING GAS M-F 42-22 | 28.93 | #REF! | #REF! | #REF! | 1 | G33
142090 | REDUCED BUSH Cu PRESSFITTING GAS M-F 42-28 | 28.16 | #REF! | #REF! | #REF! | 1 | G33
142091 | REDUCED BUSH Cu PRESSFITTING GAS M-F 42-35 | 26.95 | #REF! | #REF! | #REF! | 1 | G33
142092 | REDUCED BUSH Cu PRESSFITTING GAS M-F 54-22 | 68.85 | #REF! | #REF! | #REF! | 1 | G33
142093 | REDUCED BUSH Cu PRESSFITTING GAS M-F 54-28 | 57.97 | #REF! | #REF! | #REF! | 1 | G33
142094 | REDUCED BUSH Cu PRESSFITTING GAS M-F 54-35 | 37.72 | #REF! | #REF! | #REF! | 1 | G33
142095 | REDUCED BUSH Cu PRESSFITTING GAS M-F 54-42 | 36.13 | #REF! | #REF! | #REF! | 1 | G33
| Tees reduced Cu |  | #REF! | #REF! | #REF!
142120 | T REDUCED PRESSFITING GAZ 18-15-18 mm | 10.21 | #REF! | #REF! | #REF! | 1 | G33
142121 | T REDUCED PRESSFITING GAZ 22-15-22 mm | 12.17 | #REF! | #REF! | #REF! | 1 | G33
142122 | T REDUCED PRESSFITING GAZ 22-18-22 mm | 15.67 | #REF! | #REF! | #REF! | 1 | G33
142123 | T REDUCED PRESSFITING GAZ 28-15-28 mm | 28.63 | #REF! | #REF! | #REF! | 1 | G33
142124 | T REDUCED PRESSFITING GAZ 28-18-28 mm | 39.52 | #REF! | #REF! | #REF! | 1 | G33
142125 | T REDUCED PRESSFITING GAZ 28-22-28 mm | 28.55 | #REF! | #REF! | #REF! | 1 | G33
142126 | T REDUCED PRESSFITING GAZ 35-42-35 mm | 42.22 | #REF! | #REF! | #REF! | 1 | G33
142127 | T REDUCED PRESSFITING GAZ 35-18-35 mm | 44.62 | #REF! | #REF! | #REF! | 1 | G33
142128 | T REDUCED PRESSFITING GAZ 35-22-35 mm | 38.61 | #REF! | #REF! | #REF! | 1 | G33
142129 | T REDUCED PRESSFITING GAZ 35-28-35 mm | 40.74 | #REF! | #REF! | #REF! | 1 | G33
142130 | T REDUCED PRESSFITING GAZ 42-22-42 mm | 73.85 | #REF! | #REF! | #REF! | 1 | G33
142131 | T REDUCED PRESSFITING GAZ 42-28-42 mm | 74.84 | #REF! | #REF! | #REF! | 1 | G33
142132 | T REDUCED PRESSFITING GAZ 42-35-42 mm | 77.66 | #REF! | #REF! | #REF! | 1 | G33
142133 | T REDUCED PRESSFITING GAZ 54-22-54 mm | 115.86 | #REF! | #REF! | #REF! | 1 | G33
142134 | T REDUCED PRESSFITING GAZ 54-28-54 mm | 119.36 | #REF! | #REF! | #REF! | 1 | G33
142135 | T REDUCED PRESSFITING GAZ 54-35-54 mm | 123.95 | #REF! | #REF! | #REF! | 1 | G33
142136 | T REDUCED PRESSFITING GAZ 54-42-54 mm | 92.81 | #REF! | #REF! | #REF! | 1 | G33
| Tes equal Cu |  | #REF! | #REF! | #REF!
142110 | T EQUAL Cu PRESSFITTING GAS F-F 15 mm | 8.29 | #REF! | #REF! | #REF! | 1 | G34
142111 | T EQUAL Cu PRESSFITTING GAS F-F 18 mm | 11.28 | #REF! | #REF! | #REF! | 1 | G34
142112 | T EQUAL Cu PRESSFITTING GAS F-F 22 mm | 14.36 | #REF! | #REF! | #REF! | 1 | G34
142113 | T EQUAL Cu PRESSFITTING GAS F-F 28 mm | 24.95 | #REF! | #REF! | #REF! | 1 | G34
142114 | T EQUAL Cu PRESSFITTING GAS F-F 35 mm | 42.22 | #REF! | #REF! | #REF! | 1 | G34
142115 | T EQUAL Cu PRESSFITTING GAS F-F 42 mm | 81.63 | #REF! | #REF! | #REF! | 1 | G34
142116 | T EQUAL Cu PRESSFITTING GAS F-F 54 mm | 101 | #REF! | #REF! | #REF! | 1 | G34
| Elbows Cu |  | #REF! | #REF! | #REF!
142170 | ELBOW FEMALE THREAD PRESSFITTING GAS 15-1/2" | 20.09 | #REF! | #REF! | #REF! | 1 | G34
142173 | ELBOW FEMALE THREAD PRESSFITTING GAS 18-3/4" | 49.09 | #REF! | #REF! | #REF! | 1 | G34
142175 | ELBOW FEMALE THREAD PRESSFITTING GAS 22-3/4" | 31.19 | #REF! | #REF! | #REF! | 1 | G34
142176 | ELBOW FEMALE THREAD PRESSFITTING GAS 22-1" | 49.56 | #REF! | #REF! | #REF! | 1 | G34
142178 | ELBOW FEMALE THREAD PRESSFITTING GAS 28-1" | 56.81 | #REF! | #REF! | #REF! | 1 | G34
142179 | ELBOW FEMALE THREAD PRESSFITTING GAS 35-1.1/4" | 93.5 | #REF! | #REF! | #REF! | 1 | G34
142180 | ELBOW FEMALE THREAD PRESSFITTING GAS 42-1.1/2" | 120.6 | #REF! | #REF! | #REF! | 1 | G34
142181 | ELBOW FEMALE THREAD PRESSFITTING GAS 54-2" | 191.49 | #REF! | #REF! | #REF! | 1 | G34
| Applies Cu |  | #REF! | #REF! | #REF!
142190 | APPLY Cu PRESSFITING GAS 15-1/2" | 27.29 | #REF! | #REF! | #REF! | 1 | G34
142191 | APPLY Cu PRESSFITING GAS 18-1/2" | 35.66 | #REF! | #REF! | #REF! | 1 | G34
142192 | APPLY Cu PRESSFITING GAS 22-3/4" | 58.13 | #REF! | #REF! | #REF! | 1 | G34
| Plugs Cu |  | #REF! | #REF! | #REF!
142200 | PLUG Cu PRESSFITTING GAS 15 mm | 10.66 | #REF! | #REF! | #REF! | 1 | G34
142201 | PLUG Cu PRESSFITTING GAS 18 mm | 14.21 | #REF! | #REF! | #REF! | 1 | G34
142202 | PLUG Cu PRESSFITTING GAS 22 mm | 18.7 | #REF! | #REF! | #REF! | 1 | G34
142203 | PLUG Cu PRESSFITTING GAS 28 mm | 28.76 | #REF! | #REF! | #REF! | 1 | G34
142204 | PLUG Cu PRESSFITTING GAS 35 mm | 31.24 | #REF! | #REF! | #REF! | 1 | G34
142205 | PLUG Cu PRESSFITTING GAS 42 mm | 48.43 | #REF! | #REF! | #REF! | 1 | G34
142206 | PLUG Cu PRESSFITTING GAS 54 mm | 59.12 | #REF! | #REF! | #REF! | 1 | G34
| Gaskets Female Cu |  | #REF! | #REF! | #REF!
142280 | GASKET FEMALE Cu PRESSFITTING GAZ 15-1/2" | 14.86 | #REF! | #REF! | #REF! | 1 | G34
142281 | GASKET FEMALE Cu PRESSFITTING GAZ 15-3/4" | 18.34 | #REF! | #REF! | #REF! | 1 | G34
142283 | GASKET FEMALE Cu PRESSFITTING GAZ 18-3/4" | 21.25 | #REF! | #REF! | #REF! | 1 | G34
142285 | GASKET FEMALE Cu PRESSFITTING GAZ 22-3/4" | 16.76 | #REF! | #REF! | #REF! | 1 | G34
142286 | GASKET FEMALE Cu PRESSFITTING GAZ 22-1" | 27.74 | #REF! | #REF! | #REF! | 1 | G34
142289 | GASKET FEMALE Cu PRESSFITTING GAZ 28-1" | 26.92 | #REF! | #REF! | #REF! | 1 | G34
142290 | GASKET FEMALE Cu PRESSFITTING GAZ 28-1.1/4" | 42.66 | #REF! | #REF! | #REF! | 1 | G34
142292 | GASKET FEMALE Cu PRESSFITTING GAZ 35-1.1/4" | 51.36 | #REF! | #REF! | #REF! | 1 | G34
142294 | GASKET FEMALE Cu PRESSFITTING GAZ 54-1.1/4" | 74.5 | #REF! | #REF! | #REF! | 1 | G34
142295 | GASKET FEMALE Cu PRESSFITTING GAZ 54-2" | 129.65 | #REF! | #REF! | #REF! | 1 | G34
| Gaskets Male Cu |  | #REF! | #REF! | #REF!
142300 | GASKET MALE Cu PRESSFITTING GAZ 15-1/2" | 9.72 | #REF! | #REF! | #REF! | 1 | G34
142301 | GASKET MALE Cu PRESSFITTING GAZ 15-3/4" | 16.15 | #REF! | #REF! | #REF! | 1 | G34
142303 | GASKET MALE Cu PRESSFITTING GAZ 18-3/4" | 16.03 | #REF! | #REF! | #REF! | 1 | G34
142305 | GASKET MALE Cu PRESSFITTING GAZ 22-3/4" | 13.29 | #REF! | #REF! | #REF! | 1 | G34
142306 | GASKET MALE Cu PRESSFITTING GAZ 22-1" | 21.79 | #REF! | #REF! | #REF! | 1 | G34
142308 | GASKET MALE Cu PRESSFITTING GAZ 28-1" | 21.44 | #REF! | #REF! | #REF! | 1 | G34
142309 | GASKET MALE Cu PRESSFITTING GAZ 28-1.1/4" | 44.22 | #REF! | #REF! | #REF! | 1 | G34
142311 | GASKET MALE Cu PRESSFITTING GAZ 35-1.1/4" | 46.8 | #REF! | #REF! | #REF! | 1 | G34
142314 | GASKET MALE Cu PRESSFITTING GAZ 42-1.1/4" | 65.48 | #REF! | #REF! | #REF! | 1 | G34
142316 | GASKET MALE Cu PRESSFITTING GAZ 54-2" | 126.39 | #REF! | #REF! | #REF! | 1 | G34
| TOOLS PRESSFITTING |  | #REF! | #REF! | #REF!
| Accessories for multilayer tools |  | #REF! | #REF! | #REF!
140181 | GAS PRESSFITTING MACHINE WITHOUT CLAMP | 1600 | #REF! | #REF! | #REF! | 1 | G35
140182 | GAS PRESSFITTING MACHINE WITH CLAMP | 2241.75 | #REF! | #REF! | #REF! | 1 | G35
140183 | USB INTERFACE FOR PRESSING MACHINE MULTILAYER GAS | 803.25 | #REF! | #REF! | #REF! | 1 | G35
140185 | CLAMP FOR PRESSFITTING MACHINE GAS 16 mm | 283.49 | #REF! | #REF! | #REF! | 1 | G35
140186 | CLAMP FOR PRESSFITTING MACHINE GAS 20 mm | 283.49 | #REF! | #REF! | #REF! | 1 | G35
140187 | CLAMP FOR PRESSFITTING MACHINE GAS 25 mm | 283.49 | #REF! | #REF! | #REF! | 1 | G35
140188 | CLAMP FOR PRESSFITTING MACHINE GAS 32 mm | 283.49 | #REF! | #REF! | #REF! | 1 | G35
| Multilayer tools |  | #REF! | #REF! | #REF!
140178 | TUBE CUTTER FOR MULTILAYER TUBE 16 - 25 mm | 59.9 | #REF! | #REF! | #REF! | 1 | G35
140179 | TUBE CUTTER FOR MULTILAYER TUBE 16 - 40 mm | 108.75 | #REF! | #REF! | #REF! | 1 | G35
140171 | CURLED TUBE WHARF FOR INTERIOR MULTILAYER 16 mm | 19.45 | #REF! | #REF! | #REF! | 1 | G35
140172 | CURLED TUBE WHARF FOR INTERIOR MULTILAYER 20 mm | 21.07 | #REF! | #REF! | #REF! | 1 | G35
140173 | CURLED TUBE WHARF FOR INTERIOR MULTILAYER 25 mm | 29.99 | #REF! | #REF! | #REF! | 1 | G35
140174 | CURLED TUBE WHARF FOR EXTERIOR MULTILAYER 16 mm | 19.45 | #REF! | #REF! | #REF! | 1 | G35
140175 | CURLED TUBE WHARF FOR EXTERIOR MULTILAYER 20 mm | 24.31 | #REF! | #REF! | #REF! | 1 | G35
140176 | CURLED TUBE WHARF FOR EXTERIOR MULTILAYER 25 mm | 30.4 | #REF! | #REF! | #REF! | 1 | G35
140189 | PRESSFITTING MACHINE GAUGE GAS 16-20-25-32 mm | 157.88 | #REF! | #REF! | #REF! | 1 | G35
| Accessories to pressfitting tools |  | #REF! | #REF! | #REF!
141391 | PRESSING MACHINE UAP3L PRESSFITTING INOX 15-54 mm | 2950 | #REF! | #REF! | #REF! | 1 | G35
141392 | UAP100L PRESSING MACHINE PRESSFITTING INOX 76-108 mm | 6949.2 | #REF! | #REF! | #REF! | 1 | G35
141393 | INTERFACE USB FOR MACHINE TO PRESS INOXPRENS | Consultar | #REF! | #REF! | #REF! | 1 | G35
141396 | GAG FOR MACHINE PRESSFITTING INOX GAS 15 mm | 179.4 | #REF! | #REF! | #REF! | 1 | G35
141397 | GAG FOR MACHINE PRESSFITTING INOX GAS 18 mm | 223.75 | #REF! | #REF! | #REF! | 1 | G35
141398 | GAG FOR MACHINE PRESSFITTING INOX GAS 22 mm | 224 | #REF! | #REF! | #REF! | 1 | G35
141399 | GAG FOR MACHINE PRESSFITTING INOX GAS 28 mm | 239 | #REF! | #REF! | #REF! | 1 | G35
141400 | GAG FOR MACHINE PRESSFITTING INOX GAS 35 mm | 275.08 | #REF! | #REF! | #REF! | 1 | G35
141395 | 42 Y 54 mm ADAPTER FOR GAG | 280 | #REF! | #REF! | #REF! | 1 | G35
141401 | GAG FOR MACHINE PRESSFITTING INOX GAS 42 mm | 1413.42 | #REF! | #REF! | #REF! | 1 | G35
141402 | GAG FOR MACHINE PRESSFITTING INOX GAS 54 mm | 1413.42 | #REF! | #REF! | #REF! | 1 | G35
141403 | GAG FOR MACHINE PRESSFITTING INOX GAS 76 mm | 2153 | #REF! | #REF! | #REF! | 1 | G35
141404 | GAG FOR MACHINE PRESSFITTING INOX GAS 88 mm | 2817.68 | #REF! | #REF! | #REF! | 1 | G35
141405 | GAG FOR MACHINE PRESSFITTING INOX GAS 108 mm | 2657.31 | #REF! | #REF! | #REF! | 1 | G35
| Tools for pipeline |  | #REF! | #REF! | #REF!
141406 | MANUAL PIPE CUTTER 12-67 mm | 299.92 | #REF! | #REF! | #REF! | 1 | G35
141407 | MANUAL PIPE CUTTER 6-67 mm | 69.15 | #REF! | #REF! | #REF! | 1 | G35
141408 | DEBURRING MACHINE FOR PIPELINE 10-54 mm | 149.92 | #REF! | #REF! | #REF! | 1 | G35
141409 | DEBURRING MACHINE FOR PIPELINE 63-110 mm | 549.67 | #REF! | #REF! | #REF! | 1 | G35
| VALVES |  | #REF! | #REF! | #REF!
| VALVES FOR FLAMMABLE GASES |  | #REF! | #REF! | #REF!
| Valves for interior installations with feet |  | #REF! | #REF! | #REF!
20111 | M20/150 CHROME FAUCET | 8.09 | #REF! | #REF! | #REF! | 50 | G36
20112 | M20/150-M21.8 CHROME FAUCET | 10.16 | #REF! | #REF! | #REF! | 50 | G36
21310 | M1/2" CHROME FAUCET | 7.8 | #REF! | #REF! | #REF! | 50 | G36
21312 | M3/4" CHROME FAUCET | 12.02 | #REF! | #REF! | #REF! | 50 | G36
201119 | M20/150 CHRAUME FAUCET | 15.89 | #REF! | #REF! | #REF! | 50 | G36
213109 | M1/2 CHRAUME FAUCET | 15.89 | #REF! | #REF! | #REF! | 50 | G36
213107 | 1/2 CHRAUME FAUCET WITH FLOW RESTRICTOR | 15 | #REF! | #REF! | #REF! | 50 | G36
022011 | 1,5M3/H 1/2" FLOW LIMIT VALVE | 11.15 | #REF! | #REF! | #REF! | 10 | G36
022016 | 1,34 KG/H 20/150 FLOW LIMIT VALVE | 14.88 | #REF! | #REF! | #REF! | 10 | G36
| Sundry valves for LPG |  | #REF! | #REF! | #REF!
20218 | ERMETO 10mm CHROME FAUCET | 13.68 | #REF! | #REF! | #REF! | 1 | G36
20219 | ERMETO 12mm CHROME FAUCET | 15.18 | #REF! | #REF! | #REF! | 1 | G36
20001 | M20/150 REGULATION FAUCET | 14.14 | #REF! | #REF! | #REF! | 1 | G36
20324 | CAMPING BOTTLE VALVE WITH WHEEL | 10.33 | #REF! | #REF! | #REF! | 1 | G36
20325 | CAMPING BOTTLE VALVE WITH HANDLE | 11.98 | #REF! | #REF! | #REF! | 1 | G36
20335 | BUTSIR BOTTLE VALVE | 12.53 | #REF! | #REF! | #REF! | 1 | G36
| Upright or line valves butterfly male-male |  | #REF! | #REF! | #REF!
21500 | M-M 20/150 BUTTERFLY LOCKING VALVE | 8.16 | #REF! | #REF! | #REF! | 50 | G36
21501 | M-M 1/2" BUTTERFLY LOCKING VALVE | 5.76 | #REF! | #REF! | #REF! | 50 | G36
21502 | M-M 3/4" BUTTERFLY LOCKING VALVE | 8.63 | #REF! | #REF! | #REF! | 48 | G36
21503 | M-M 1" BUTTERFLY LOCKING VALVE | 14.7 | #REF! | #REF! | #REF! | 48 | G36
21511 | M-M 1/2" SWITCH LOCKING VALVE | 5.76 | #REF! | #REF! | #REF! | 48 | G36
21512 | M-M 3/4" SWITCH LOCKING VALVE | 8.63 | #REF! | #REF! | #REF! | 48 | G36
21513 | M-M 1" SWITCH LOCKING VALVE | 14.7 | #REF! | #REF! | #REF! | 36 | G36
21514 | M-M 1.1/4" SWITCH LOCKING VALVE | 24 | #REF! | #REF! | #REF! | 20 | G36
21515 | M-M 1.1/2" SWITCH LOCKING VALVE | 35.7 | #REF! | #REF! | #REF! | 20 | G36
21516 | M-M 2" SWITCH LOCKING VALVE | 63.96 | #REF! | #REF! | #REF! | 6 | G36
21517 | M-M 2.1/2" SWITCH LOCKING VALVE | 99 | #REF! | #REF! | #REF! | 4 | G36
| Uprigth or line valves lever male |  | #REF! | #REF! | #REF!
215016 | M 1/2" BUTTERFLY LOCKING VALVE | 7.29 | #REF! | #REF! | #REF! | 50 | G36
215026 | M 3/4" BUTTERFLY LOCKING VALVE | 11.69 | #REF! | #REF! | #REF! | 48 | G36
215036 | M 1/2" BUTTERFLY LOCKING VALVE | 21.25 | #REF! | #REF! | #REF! | 48 | G36
215116 | M 1/2" BUTTERFLY LOCKING VALVE | 7.7 | #REF! | #REF! | #REF! | 50 | G36
215126 | M 3/4" BUTTERFLY LOCKING VALVE | 11.69 | #REF! | #REF! | #REF! | 50 | G36
215136 | M 1" BUTTERFLY LOCKING VALVE | 21.25 | #REF! | #REF! | #REF! | 36 | G36
| Upright or line valves butterfly female-female |  | #REF! | #REF! | #REF!
21536 | H-H 1/2" SWITCH LOCKING VALVE | 7.85 | #REF! | #REF! | #REF! | 1 | G37
21537 | H-H 3/4" SWITCH LOCKING VALVE | 11.39 | #REF! | #REF! | #REF! | 1 | G37
21538 | H-H 1" SWITCH LOCKING VALVE | 19.79 | #REF! | #REF! | #REF! | 1 | G37
21539 | H-H 1.1/4" SWITCH LOCKING VALVE | 28.37 | #REF! | #REF! | #REF! | 1 | G37
21540 | H-H 1.1/2" SWITCH LOCKING VALVE | 46.9 | #REF! | #REF! | #REF! | 1 | G37
21541 | H-H 2" SWITCH LOCKING VALVE | 71.91 | #REF! | #REF! | #REF! | 1 | G37
21531 | H-H1/2" BUTTERFLY LOCKING VALVE | 7.7 | #REF! | #REF! | #REF! | 1 | G37
21532 | H-H3/4" BUTTERFLY LOCKING VALVE | 11.55 | #REF! | #REF! | #REF! | 1 | G37
21533 | H-H1" BUTTERFLY LOCKING VALVE | 19.25 | #REF! | #REF! | #REF! | 1 | G37
21534 | H-H1.1/4" BUTTERFLY LOCKING VALVE | 29.95 | #REF! | #REF! | #REF! | 1 | G37
| Upright or line valves lever male-female |  | #REF! | #REF! | #REF!
21521 | M-H1/2" BUTTERFLY LOCKING VALVE | 7.7 | #REF! | #REF! | #REF! | 1 | G37
21522 | M-H3/4" BUTTERFLY LOCKING VALVE | 11.55 | #REF! | #REF! | #REF! | 1 | G37
21523 | M-H1" BUTTERFLY LOCKING VALVE | 17.86 | #REF! | #REF! | #REF! | 1 | G37
21526 | M-H1/2" SWITCH LOCKING VALVE | 6.73 | #REF! | #REF! | #REF! | 1 | G37
21527 | M-H3/4" SWITCH LOCKING VALVE | 9.18 | #REF! | #REF! | #REF! | 1 | G37
21528 | M-H1" SWITCH LOCKING VALVE | 17.86 | #REF! | #REF! | #REF! | 1 | G37
| Monobloc valves |  | #REF! | #REF! | #REF!
217412 | 3/4" PE20 e3 MONOBLOC VALVE | 31.26 | #REF! | #REF! | #REF! | 1 | G37
217432 | 3/4" PE32 e3 MONOBLOC VALVE | 39.1 | #REF! | #REF! | #REF! | 1 | G37
| Valves for meters |  | #REF! | #REF! | #REF!
21551 | 15x3/4" STRAIGHT METER VALVE | 11.25 | #REF! | #REF! | #REF! | 48 | G37
21552 | 20x7/8" STRAIGHT METER VALVE | 14.79 | #REF! | #REF! | #REF! | 48 | G37
21553 | 25x1.1/4" STRAIGHT METER VALVE | 30.66 | #REF! | #REF! | #REF! | 20 | G37
21554 | 40x2" STRAIGHT METER VALVE | 112.51 | #REF! | #REF! | #REF! | 6 | G37
21561 | 15x3/4" METER LEAK VALVE | 13.74 | #REF! | #REF! | #REF! | 50 | G37
21562 | 20x7/8” METER LEAK VALVE | 15.22 | #REF! | #REF! | #REF! | 48 | G37
215631 | 25x1.1/4” METER LEAK VALVE | 35.26 | #REF! | #REF! | #REF! | 25 | G37
| PN-0,2 conical shutoff valves |  | #REF! | #REF! | #REF!
21407 | PN-0.2 50x2.1/2" VALVE | 382.78 | #REF! | #REF! | #REF! | 1 | G37
| Ac wafer valves PN40 |  | #REF! | #REF! | #REF!
22574 | PN40 WAFER DN20 VALVE | 173.16 | #REF! | #REF! | #REF! | 1 | G38
22575 | PN40 WAFER DN25 VALVE | 201.24 | #REF! | #REF! | #REF! | 1 | G38
22576 | PN40 WAFER DN32 VALVE | 249.6 | #REF! | #REF! | #REF! | 1 | G38
22577 | PN40 WAFER DN40 VALVE | 330.72 | #REF! | #REF! | #REF! | 1 | G38
22578 | PN40 WAFER DN50 VALVE | 452.4 | #REF! | #REF! | #REF! | 1 | G38
22579 | PN40 WAFER DN65 VALVE | 719.16 | #REF! | #REF! | #REF! | 1 | G38
22580 | PN40 WAFER DN80 VALVE | 909.48 | #REF! | #REF! | #REF! | 1 | G38
| Valves ALFA 20T |  | #REF! | #REF! | #REF!
22563 | ALFA-20T DN15 1/2" NPT VALVE | 118.56 | #REF! | #REF! | #REF! | 1 | G38
22564 | ALFA-20T DN20 3/4" NPT VALVE | 137.28 | #REF! | #REF! | #REF! | 1 | G38
22565 | ALFA-20T DN25 1" NPT VALVE | 180.96 | #REF! | #REF! | #REF! | 1 | G38
22566 | ALFA-20T DN25 1.1/4" NPT VALVE | 265.2 | #REF! | #REF! | #REF! | 1 | G38
22567 | ALFA-20T DN40 1.1/2" NPT VALVE | 337.82 | #REF! | #REF! | #REF! | 1 | G38
22568 | ALFA-20T DN50 2" NPT VALVE | 489.84 | #REF! | #REF! | #REF! | 1 | G38
| Ac valves PN 16 conected by clamps |  | #REF! | #REF! | #REF!
225271 | ISO Ac VALVE PN16 DN65 CLAMPS | 686.31 | #REF! | #REF! | #REF! | 1 | G38
225281 | ISO Ac VALVE PN16 DN80 CLAMPS | 860.69 | #REF! | #REF! | #REF! | 1 | G38
| Ac valves PN 40 conected by clamps |  | #REF! | #REF! | #REF!
225331 | ISO Ac VALVE PN40 DN25 CLAMPS | 318.78 | #REF! | #REF! | #REF! | 1 | G38
225341 | ISO Ac VALVE PN-40 DN32 CLAMPS | 436.58 | #REF! | #REF! | #REF! | 1 | G38
225351 | ISO Ac VALVE PN-40 DN40 CLAMPS | 460 | #REF! | #REF! | #REF! | 1 | G38
225361 | ISO Ac FAUCET PN-40 DN50 CLAMPS | 560 | #REF! | #REF! | #REF! | 1 | G38
225371 | ISO Ac FAUCET PN40 DN65 CLAMPS | 725.68 | #REF! | #REF! | #REF! | 1 | G38
225381 | ISO Ac FAUCET PN40 DN80 CLAMPS | 903.81 | #REF! | #REF! | #REF! | 1 | G38
| Lug butterfly valve |  | #REF! | #REF! | #REF!
226061 | LUG PN-16 DN 40 BUTTERFLY VALVE | 101.4 | #REF! | #REF! | #REF! | 1 | G38
226071 | LUG PN-16 DN 50 BUTTERFLY VALVE | 108.42 | #REF! | #REF! | #REF! | 1 | G38
226091 | LUG PN-16 DN 65 BUTTERFLY VALVE | 120.12 | #REF! | #REF! | #REF! | 1 | G38
226101 | LUG PN10 DN80 BUTTERFLY VALVE | 154.44 | #REF! | #REF! | #REF! | 1 | G38
226111 | LUG PN-16 DN 100 BUTTERFLY VALVE | 195.78 | #REF! | #REF! | #REF! | 1 | G38
| REGULATION |  | #REF! | #REF! | #REF!
| ACCESSOORIES FOR LPG CONTAINERS |  | #REF! | #REF! | #REF!
| Remote fill intakes |  | #REF! | #REF! | #REF!
01120 | 600X500X330mm GALVANIZED CABINET | 328 | #REF! | #REF! | #REF! | 1 | G39
04016 | MOUTH OF LOAD STRAIGHT SW 1.1/2 TANK INERT | 1082 | #REF! | #REF! | #REF! | 1 | G39
04018 | MOUTH OF LOAD STRAIGHT 1.1/2 TANK INERT | 1167.6 | #REF! | #REF! | #REF! | 1 | G39
04019 | 1.1/2 INERT TANK BENT MOUTH | 1160.25 | #REF! | #REF! | #REF! | 1 | G39
04036 | MOUTH LOAD 1.1/2 Cu X-RAYED STRAIGHT LINE | Consultar | #REF! | #REF! | #REF! | 1 | G39
04038 | MOUTH LOAD 1.1/2 Cu NON X-RAYED STRAIGHT LINE | Consultar | #REF! | #REF! | #REF! | 1 | G39
04041 | MOUTH LOAD 1.1/2 Cu NON X-RAYED STRAIGHT LINE | Consultar | #REF! | #REF! | #REF! | 1 | G39
04043 | FILLING INTAKE 1.1/2 Cu ACOR NO RADIOGRAPHY | Consultar | #REF! | #REF! | #REF! | 1 | G39
| Measuring and cathodic protection accessories |  | #REF! | #REF! | #REF!
04301 | EARTHING ROD WITH CLAMP | 35 | #REF! | #REF! | #REF! | 1 | G39
04303 | Kg. CABLE 35mm2 FOR EARTH ROD | 60.5 | #REF! | #REF! | #REF! | 1 | G39
04304 | CABLE TERMINAL | 5.5 | #REF! | #REF! | #REF! | 1 | G39
04312 | 823xø 22mm MAGNESIUM ANODE | 27.67 | #REF! | #REF! | #REF! | 1 | G39
04315 | ANODE MAGNESIUM IN SACK | 160.55 | #REF! | #REF! | #REF! | 1 | G39
04320 | REFERENCE ANODE | 403 | #REF! | #REF! | #REF! | 1 | G39
04321 | DIGITAL MULTIMETER | 13.53 | #REF! | #REF! | #REF! | 1 | G39
04331 | EARTHING MEASURER | 250.36 | #REF! | #REF! | #REF! | 1 | G39
| Cupling accessories for tanks |  | #REF! | #REF! | #REF!
04051 | GATES HOSE BRACKETxWECO1.1/2 | Consultar | #REF! | #REF! | #REF! | 1 | G40
04052 | GATES HOSE BRACKETxWECO 2" | Consultar | #REF! | #REF! | #REF! | 1 | G40
04056 | 2" REGO OPTICAL VOLUME INDICATOR | 1736.58 | #REF! | #REF! | #REF! | 1 | G40
04103 | REGO FILLING INTAKE 7879C M1.1/4"NPTxM1.3/4"ACME | 134.86 | #REF! | #REF! | #REF! | 1 | G40
041036 | REGO FILLING INTAKE SAFETY E7579SD TANK 1200 | 565.78 | #REF! | #REF! | #REF! | 1 | G40
041037 | REGO FILLING INTAKE SAFETY E7579SD TANK 1500 | 565.78 | #REF! | #REF! | #REF! | 1 | G40
041038 | REGO FILLING INTAKE SAFETY E7579SD TANK 1750 | 565.78 | #REF! | #REF! | #REF! | 1 | G40
041031 | REGO FILLING INTAKE 3121 7579C 1.1/4" NPT | 86.51 | #REF! | #REF! | #REF! | 1 | G40
04104 | CLESSE FILLING INTAKE | 88.43 | #REF! | #REF! | #REF! | 1 | G40
041039 | REGO FILLING INTAKE 3121 H3/4"NPTxT1.3/4"ACME | 221.45 | #REF! | #REF! | #REF! | 1 | G40
04108 | ACME 1"NPT-1.3/4" COUPLING | 47.71 | #REF! | #REF! | #REF! | 1 | G40
04146 | ACME 1.3/4 FILLING ADAPTOR | 168.87 | #REF! | #REF! | #REF! | 1 | G40
04192 | PLUG 1.3/4" ACME FILLING INTAKE | 4.78 | #REF! | #REF! | #REF! | 1 | G40
04193 | METALIC FILLING INTAKE | 30 | #REF! | #REF! | #REF! | 1 | G40
04123 | REGO O. POL LEFT MULTI-VALVE | 93.19 | #REF! | #REF! | #REF! | 1 | G40
04125 | CLESSE O. 20/150 MULTI-VALVE | 149.38 | #REF! | #REF! | #REF! | 1 | G40
04147 | M POL H3/4" MULTIV. ADAPTER | 37.35 | #REF! | #REF! | #REF! | 1 | G40
04149 | M3/4"NPT ADAPTOR x M3/4" CYLINDER | 6.57 | #REF! | #REF! | #REF! | 1 | G40
563932 | PORTAMAN PN63 1/4” VALVE BUTTON | 45.42 | #REF! | #REF! | #REF! | 1 | G40
041331 | VALVE CHEK LOK REGO 7590-UT 3/4" NPT | 62.38 | #REF! | #REF! | #REF! | 1 | G40
04134 | CHEK LOK CLESSE 3/4" NPT VALVE | 59.75 | #REF! | #REF! | #REF! | 1 | G40
041339 | ADAPTER FOR CHEK-LOK FEMALE M3/4"NPT x M1.5/8" | 54.37 | #REF! | #REF! | #REF! | 1 | G40
04143 | CHEK LOK M3/4"xF3/4" ADAPTOR | 32.04 | #REF! | #REF! | #REF! | 1 | G40
041381 | VALVE CHEK LOK REGO 7591-UT 1.1/4" NPT | 82.56 | #REF! | #REF! | #REF! | 1 | G40
04140 | ECGK20 LPG EMPTYING DEVICE | 1412.92 | #REF! | #REF! | #REF! | 1 | G40
04141 | REGO 7580F-20R LPG EMPTYING DEVICE | 1378.84 | #REF! | #REF! | #REF! | 1 | G40
041411 | REGO 7590U-20R LPG EMPTYING DEVICE | 1178.98 | #REF! | #REF! | #REF! | 1 | G40
04113 | REGO DRAINAGE VALVE | 112.65 | #REF! | #REF! | #REF! | 1 | G40
041131 | ADAPTER FOR REGO DRAINAGE VALVE | 48.9 | #REF! | #REF! | #REF! | 1 | G40
04142 | REGO 3119A DISCHARGE ADAPTOR | 442.09 | #REF! | #REF! | #REF! | 1 | G40
041421 | REGO 7590U-20 DISCHARGE ADAPTOR | 775.83 | #REF! | #REF! | #REF! | 1 | G40
041422 | REGO 7580F-20 DISCHARGE ADAPTOR | 1042.92 | #REF! | #REF! | #REF! | 1 | G40
04152 | M1.1/2NPT-M1.1/4 NON-RETURN VALVE | 79.13 | #REF! | #REF! | #REF! | 1 | G41
04156 | 1.1/4"NPT NON-RETURN VALVE | 108.21 | #REF! | #REF! | #REF! | 1 | G41
04161 | REGO 12472 3/4" FLOW LIMITER | 69.85 | #REF! | #REF! | #REF! | 1 | G41
04162 | REGO 970-AX FLOW LIMITER | 18.01 | #REF! | #REF! | #REF! | 1 | G41
04164 | REGO 3272 - G FLOW LIMITER | 52.06 | #REF! | #REF! | #REF! | 1 | G41
04203 | RS3131 3/4" EXTERNAL SAFETY VALVE | 150.5 | #REF! | #REF! | #REF! | 1 | G41
04204 | RS3132 1" REGO EXTERNAL SAFETY VALVE | 264.36 | #REF! | #REF! | #REF! | 1 | G41
04205 | RS3136 1.1/4" REGO EXTERNAL SAFETY VALVE | 363.27 | #REF! | #REF! | #REF! | 1 | G41
04209 | ADAPTOR FOR EXTERNAL SAFETY VALVE REGO 3129-10 | 13.78 | #REF! | #REF! | #REF! | 1 | G41
04211 | 1/4" REGO EXTERNAL SAFETY VALVE | 35.83 | #REF! | #REF! | #REF! | 1 | G41
04212 | 1/2" REGO EXTERNAL SAFETY VALVE | 64.2 | #REF! | #REF! | #REF! | 1 | G41
04213 | 3/4" REGO EXTERNAL SAFETY VALVE | 64.2 | #REF! | #REF! | #REF! | 1 | G41
04214 | 1" REGO EXTERNAL SAFETY VALVE | 375.5 | #REF! | #REF! | #REF! | 1 | G41
04216 | 3/4" 62m3/mi EXT. SAFETY VALVE | 100.64 | #REF! | #REF! | #REF! | 1 | G41
04223 | 1.1/4" REGO INT. SAFETY VALVE | 130.01 | #REF! | #REF! | #REF! | 1 | G41
04241 | 800mm CLESSE LEVEL INDICATOR | 58.66 | #REF! | #REF! | #REF! | 1 | G41
042421 | 1000mm 85% LEVEL INDICATOR WITH INERT TANK | 190.59 | #REF! | #REF! | #REF! | 1 | G41
04243 | 1200mm CLESSE LEVEL INDICATOR | 114.4 | #REF! | #REF! | #REF! | 1 | G41
04261 | 800mm ROCHESTER J LEVEL INDICATOR | 102.48 | #REF! | #REF! | #REF! | 1 | G41
04262 | 1000mm ROCHESTER J LEVEL INDICATOR | 109.02 | #REF! | #REF! | #REF! | 1 | G41
042621 | 1000mm ROCHESTER J LEVEL INDICATOR MINIMIL | 109.02 | #REF! | #REF! | #REF! | 1 | G41
04263 | 1200mm ROCHESTER J LEVEL INDICATOR | 66.62 | #REF! | #REF! | #REF! | 1 | G41
04264 | 1500mm ROCHESTER J LEVEL INDICATOR | 80.96 | #REF! | #REF! | #REF! | 1 | G41
04265 | 1750mm ROCHESTER J LEVEL INDICATOR | 137.28 | #REF! | #REF! | #REF! | 1 | G41
04273 | ROCHESTER J DIAL LEVEL INDICATOR | 14.06 | #REF! | #REF! | #REF! | 1 | G41
04275 | 32 X 3,5 JUNIOR SEAL FOR LEVEL JUNIOR JOINS FOR LEVEL | 1.59 | #REF! | #REF! | #REF! | 1 | G41
04293 | ROCHESTER LEVEL TRANSMITTER | 121.13 | #REF! | #REF! | #REF! | 1 | G41
04294 | ROCHESTER LEVEL RECEIVER | 341.07 | #REF! | #REF! | #REF! | 1 | G41
04291 | ROCHESTER CONNECTOR RECEIVER | 13.57 | #REF! | #REF! | #REF! | 1 | G41
04292 | ROCHESTER CONNECTOR TRANSMITTER | 12.41 | #REF! | #REF! | #REF! | 1 | G41
| Vaporizers |  | #REF! | #REF! | #REF!
040001 | HOT WATER VAPORIZER | Consultar | #REF! | #REF! | #REF! | 1 | G41
040002 | ELECTRICAL VAPORIZER | Consultar | #REF! | #REF! | #REF! | 1 | G41
040003 | ELECTRICAL PANEL FOR VAPORIZER | Consultar | #REF! | #REF! | #REF! | 1 | G41
| METERS AND ACCESSORIES |  | #REF! | #REF! | #REF!
| Meters and quantometers |  | #REF! | #REF! | #REF!
02723 | G-4 Pm 0.5bar METER | 139 | #REF! | #REF! | #REF! | 1 | G42
02734 | G-6 METER | 315.2 | #REF! | #REF! | #REF! | 1 | G42
02738 | G-16 METER | 730 | #REF! | #REF! | #REF! | 1 | G42
02744 | G-25 METER | 1022 | #REF! | #REF! | #REF! | 1 | G42
02745 | G-40 METER | 3508.44 | #REF! | #REF! | #REF! | 1 | G42
02746 | G-65 METER | 5392.95 | #REF! | #REF! | #REF! | 1 | G42
02749 | PULSE EMITTER COUNTER MEMBRANES G-4 | 65.64 | #REF! | #REF! | #REF! | 1 | G42
027491 | PULSE EMITTER COUNTER MEMBRANES G-6 A G-100 | 80 | #REF! | #REF! | #REF! | 1 | G42
02771 | QUANTOMETER DN40 1.1/2" DELTA QD25 | 1490 | #REF! | #REF! | #REF! | 1 | G42
02772 | QUANTOMETER DN40 1.1/2" DELTA QD60 | 1530.75 | #REF! | #REF! | #REF! | 1 | G42
02779 | COVERTISSOR ELSTER EK-220 | 3145.45 | #REF! | #REF! | #REF! | 1 | G42
| Meters supports and protective equipment |  | #REF! | #REF! | #REF!
02701 | G4 110MM SUPPORT BOOK-KEEPER | 4.06 | #REF! | #REF! | #REF! | 1 | G42
02702 | G-4 METER SUPPORT | 3.48 | #REF! | #REF! | #REF! | 50 | G42
027011 | G-4 110 mm SUPPORT BOOK-KEEPER INOX WITH RACCOR 7/8" | 42.05 | #REF! | #REF! | #REF! | 1 | G42
027021 | G-4 METER SUPPORT INOX | 42.05 | #REF! | #REF! | #REF! | 1 | G42
02704 | COUNTER SUPPORT G-4 REPSOL20/150 | 6.5 | #REF! | #REF! | #REF! | 1 | G42
027013 | G-4 110 mm LATERAL SUPPORT | 3.92 | #REF! | #REF! | #REF! | 1 | G42
02703 | G-4 METER SIDE SUPPORT | 3.63 | #REF! | #REF! | #REF! | 1 | G42
027029 | ADAPTATOR INOX IN LATERAL SUPPORT | 14.06 | #REF! | #REF! | #REF! | 1 | G42
02706 | G-6 METER SUPPORT | 30 | #REF! | #REF! | #REF! | 1 | G42
02707 | SUPPORT COUNTER INTERIOR ARMARIO G-16 | 48.27 | #REF! | #REF! | #REF! | 1 | G42
027071 | SUPPORT COUNTER INTERIOR ARMARIO G-25 | 50.64 | #REF! | #REF! | #REF! | 1 | G42
02708 | CLIP METER PROTECTIVE BOX | 34.19 | #REF! | #REF! | #REF! | 1 | G42
02712 | METER PROTECTIVE ROOF | 13.61 | #REF! | #REF! | #REF! | 1 | G42
027121 | METER PROTECTIVE ROOF | 7.78 | #REF! | #REF! | #REF! | 1 | G42
02714 | METER SEPARATING SHEET | 12.38 | #REF! | #REF! | #REF! | 1 | G42
54341 | CONSUMER IDENTIFICATION PLATE | 1.02 | #REF! | #REF! | #REF! | 1 | G42
| Meter connections and accessories |  | #REF! | #REF! | #REF!
02794 | PLASTIC BAG TO BE SEALED WITH WIRE (10 UD) | 17.42 | #REF! | #REF! | #REF! | 10 | G42
| COLLECTORS FOR LPG BOTTELES IN BATTERY AND ACCESSORIES |  | #REF! | #REF! | #REF!
| Collectors for botteles in battery |  | #REF! | #REF! | #REF!
021021 | 2+2 PROPANE COLLECTOR BATTERY | 77.77 | #REF! | #REF! | #REF! | 1 | G43
021031 | 3+3 PROPANE COLLECTOR BATTERY | 92.31 | #REF! | #REF! | #REF! | 1 | G43
021041 | 4+4 PROPANE COLLECTOR BATTERY | 105.68 | #REF! | #REF! | #REF! | 1 | G43
021051 | 5+5 PROPANE COLLECTOR BATTERY | 139.17 | #REF! | #REF! | #REF! | 1 | G43
021071 | 7+7 PROPANE COLLECTOR BATTERY | 217.8 | #REF! | #REF! | #REF! | 1 | G43
021091 | 9+9 PROPANE COLLECTOR BATTERY | 273.38 | #REF! | #REF! | #REF! | 1 | G43
| Valves for LPG collectors |  | #REF! | #REF! | #REF!
02209 | RA LEFT 21.8 OVERFLOW VALVE | 8.33 | #REF! | #REF! | #REF! | 50 | G43
02212 | M-F 20/150 RETENTION VALVE | 4.57 | #REF! | #REF! | #REF! | 50 | G43
02213 | M-F LEFT 21.8 RETENTION VALVE | 7.17 | #REF! | #REF! | #REF! | 50 | G43
| Control accessories for LPG collectors |  | #REF! | #REF! | #REF!
02255 | TEE FOR F1/8" 12 WELDED MANOMETER | 3.74 | #REF! | #REF! | #REF! | 10 | -G43
02256 | TEE FOR F1/4" 12 WELDED MANOMETER | 3.67 | #REF! | #REF! | #REF! | 10 | G43
02254 | TEE FOR F1/4" 15 WELDED MANOMETER | 4.59 | #REF! | #REF! | #REF! | 10 | G43
022591 | M20/150 RECA MAGISCOPE | 25 | #REF! | #REF! | #REF! | 1 | G43
02258 | M1/4" 6 bar I.S.R. MANOMETER | 5.91 | #REF! | #REF! | #REF! | 1 | G43
02262 | DIGITAL MAGISCOPE | 229.24 | #REF! | #REF! | #REF! | 1 | G43
| Welding accessories for LPG collectors |  | #REF! | #REF! | #REF!
02150 | M20/150 WELDED TEE RAMP 12 | 3.74 | #REF! | #REF! | #REF! | 50 | G43
02151 | M20/150 WELDED ELBOW RAMP 12 | 3.56 | #REF! | #REF! | #REF! | 50 | G43
02153 | M20/150 WELDED CENTRAL RAMP 12 | 3.91 | #REF! | #REF! | #REF! | 25 | G43
02155 | M20/150 12 WELDED END RAMP | 3.91 | #REF! | #REF! | #REF! | 25 | G43
| REGULATOS AND ACCESSORIES FOR LPG BOTTLES |  | #REF! | #REF! | #REF!
| Regulatos for LPG bottles |  | #REF! | #REF! | #REF!
30011 | LPG 20/150 30mb BOTTLE REDUC. | 21.4 | #REF! | #REF! | #REF! | 50 | G44
30012 | LPG 30mbar BOTTLE REDUCER | 13.7 | #REF! | #REF! | #REF! | 50 | G44
300121 | LPG 30mbar BOTTLE REDUCER | 11.15 | #REF! | #REF! | #REF! | 50 | G44
30013 | LPG 50mbar BOTTLE REDUCER | 16.26 | #REF! | #REF! | #REF! | 50 | G44
30014 | LPG 112mbar BOTTLE REDUCER | 15.45 | #REF! | #REF! | #REF! | 50 | G44
300221 | LPG 30mb SAFETY BOTTLE REDUCER | 11.97 | #REF! | #REF! | #REF! | 50 | G44
30110 | LPG BOTTLE FREE OUTLET | 16.16 | #REF! | #REF! | #REF! | 50 | G44
301101 | LPG BOTTLE FREE OUTLET IGT | 12.15 | #REF! | #REF! | #REF! | 50 | G44
30111 | 1/4 TURN LPG BOTTLE FREE OUTLET | 12.72 | #REF! | #REF! | #REF! | 50 | G44
30121 | ADJUSTABLE OUTPUT GLP BOTTLE | 17.2 | #REF! | #REF! | #REF! | 50 | G44
301211 | ADJUSTABLE OUTPUT GLP BOTTLE IGT | 12.45 | #REF! | #REF! | #REF! | 50 | G44
30016 | CANARY ISLANDS PLG BOTTLE REDUCER | 13.23 | #REF! | #REF! | #REF! | 25 | G44
30112 | ADAPTER AT FREE OUTLET CANARIAS | 9.58 | #REF! | #REF! | #REF! | 1 | G44
30115 | AUTOMOTIVE ADAPTATOR 4 Kg/h | 39.84 | #REF! | #REF! | #REF! | 1 | G44
| EMPTY CABINETS |  | #REF! | #REF! | #REF!
| Galvanised steel shell huts for LPG bottles |  | #REF! | #REF! | #REF!
01503 | 3+3 BATTERY BOTTLES SHED | 1375 | #REF! | #REF! | #REF! | 1 | G45
01505 | 5+5 BATTERY BOTTLES SHED | 1662.5 | #REF! | #REF! | #REF! | 1 | G45
| Galvanised steel shell cabinets and locks |  | #REF! | #REF! | #REF!
01111 | GALVANISED CABINET WITH SERVICE KEY | 65.94 | #REF! | #REF! | #REF! | 1 | G45
01116 | 110x110x 85mm NG GALVANIZED CABINET | 64.94 | #REF! | #REF! | #REF! | 1 | G45
01117 | 150x150x100mm NG GALVANIZED CABINET | 78.7 | #REF! | #REF! | #REF! | 1 | G45
01118 | 180x150x150mm NG GALVANIZED CABINET | 82.57 | #REF! | #REF! | #REF! | 1 | G45
01119 | 300x250x200mm NG GALVANIZED CABINET | 101.68 | #REF! | #REF! | #REF! | 1 | G45
01104 | GALV. SHEET CABINET 4 METERS | 589.02 | #REF! | #REF! | #REF! | 1 | G45
01106 | GALV. SHEET CABINET 6 METERS | 731.2 | #REF! | #REF! | #REF! | 1 | G45
01108 | GALV. SHEET CABINET 8 METERS | 874.66 | #REF! | #REF! | #REF! | 1 | G45
01109 | GALV. SHEET CABINET 12 METERS | 968.73 | #REF! | #REF! | #REF! | 1 | G45
011041 | GALV. SHEET CABINET 4 METERS | 816.25 | #REF! | #REF! | #REF! | 1 | G45
011061 | GALV. SHEET CABINET 6 METERS | 941.79 | #REF! | #REF! | #REF! | 1 | G45
011081 | GALV. SHEET CABINET 8 METERS | 1091.25 | #REF! | #REF! | #REF! | 1 | G45
011091 | GALV. SHEET CABINET 12 METERS | 1181.67 | #REF! | #REF! | #REF! | 1 | G45
01122 | LPG 4-CONT COLLAPSIBLE CABINET | 533 | #REF! | #REF! | #REF! | 1 | G45
01123 | LPG 6-CONT COLLAPSIBLE CABINET | 661 | #REF! | #REF! | #REF! | 1 | G45
01124 | LPG 8-CONT COLLAPSIBLE CABINET | 799.81 | #REF! | #REF! | #REF! | 1 | G45
01126 | LPG12-CONT COLLAPSIBLE CABINET | 898.54 | #REF! | #REF! | #REF! | 1 | G45
01132 | NG 4-CONT COLLAPSIBLE CABINET | 722.31 | #REF! | #REF! | #REF! | 1 | G45
01133 | NG 6-CONT COLLAPSIBLE CABINET | 833.62 | #REF! | #REF! | #REF! | 1 | G45
01134 | NG 8-CONT COLLAPSIBLE CABINET | 978.33 | #REF! | #REF! | #REF! | 1 | G45
01136 | NG 12-CONT COLLAPSIBLE CABINET | 1059.27 | #REF! | #REF! | #REF! | 1 | G45
01901 | APPROVED LOCK FOR NG | 32.98 | #REF! | #REF! | #REF! | 1 | G45
01906 | GAS GALICIA CABINET LOCK | 24.96 | #REF! | #REF! | #REF! | 1 | G45
01907 | GAS GALICIA LOCK WITH HANDLE | 36.69 | #REF! | #REF! | #REF! | 1 | G45
01909 | TRIANGULAR LOCK FOR GALVANIZED CUPBOARD | 9.72 | #REF! | #REF! | #REF! | 1 | G45
| Polyester cabinets |  | #REF! | #REF! | #REF!
01201 | POLYESTER CABINET 1 METER | 57.3 | #REF! | #REF! | #REF! | 1 | G45
01206 | 1-C POLYESTER CABINET WITH INSPECTION HOLE | 71.4 | #REF! | #REF! | #REF! | 1 | G45
01202 | POLYESTER CABINET 2 METERS | 82.82 | #REF! | #REF! | #REF! | 1 | G45
01207 | 2-C POLYESTER CABINET WITH INSPECTION HOLE | 95.76 | #REF! | #REF! | #REF! | 1 | G45
01221 | 1-C POLYESTER CABINET FOR NG | 72.54 | #REF! | #REF! | #REF! | 1 | G45
01203 | POLYESTER CABINET 4 METERS | 378.65 | #REF! | #REF! | #REF! | 1 | G45
| NG REGULATION EQUIPMENT |  | #REF! | #REF! | #REF!
| Regulation equipment in cabinets for NG MPB-LP |  | #REF! | #REF! | #REF!
36001 | A-6 MPb/22 mbar PE20 CABINET | 363 | #REF! | #REF! | #REF! | 1 | G46
36002 | A-6 MPb/22 mbar PE32 CABINET | 363 | #REF! | #REF! | #REF! | 1 | G46
36011 | A-10MPb/22 mbar PE20 BIF. CABINET | 523.32 | #REF! | #REF! | #REF! | 1 | G46
36012 | A-10MPb/22 mbar PE32 BIF. CABINET | 523.32 | #REF! | #REF! | #REF! | 1 | G46
| Regulation equipment in cabinets for NG MPB |  | #REF! | #REF! | #REF!
36021 | A-25 MPb/55mb PE20 VAS CABINET | 385 | #REF! | #REF! | #REF! | 1 | G46
36022 | A-25 MPb/55mb PE32 VAS CABINET | 385 | #REF! | #REF! | #REF! | 1 | G46
36026 | A-25 MPb/22mb PE20 CABINET | 348 | #REF! | #REF! | #REF! | 1 | G46
36027 | A-25 MPb/22mb PE32 CABINET | 385 | #REF! | #REF! | #REF! | 1 | G46
36028 | 25M3 MPB/55MBAR PE32 CUPBOARD OF REGULATION TYPE BILBAO | 352.8 | #REF! | #REF! | #REF! | 1 | G46
36029 | 50M3MPB/55MBAR PE32 CUPBOARD OF REGULATION TYPE BILBAO | 369.6 | #REF! | #REF! | #REF! | 1 | G46
36031 | A-50 MPb/55mb PE32 CABINET | 490 | #REF! | #REF! | #REF! | 1 | G46
36032 | A-50 MPb/22mb PE32 CABINET | 643.86 | #REF! | #REF! | #REF! | 1 | G46
36035 | A-75 MPb/55mb PE32 CABINET | 1198.26 | #REF! | #REF! | #REF! | 1 | G46
36036 | A-75 MPb/22mb PE32 CABINET | 1220 | #REF! | #REF! | #REF! | 1 | G46
36041 | A-100 MPb/55mbar CABINET | 1431.78 | #REF! | #REF! | #REF! | 1 | G46
36042 | A-100 MPb/22mbar CABINET | 1363.6 | #REF! | #REF! | #REF! | 1 | G46
| Accessories for regulation equipment in NG cabinets |  | #REF! | #REF! | #REF!
36090 | 1” STEEL FITTING FOR PE20 VALVE | 6.35 | #REF! | #REF! | #REF! | 1 | G46
36091 | 1” STEEL FITTING FOR PE32 VALVE | 7.9 | #REF! | #REF! | #REF! | 1 | G46
36092 | PE32 BRASS BUSHING KEY | 10.09 | #REF! | #REF! | #REF! | 1 | G46
| ERMs |  | #REF! | #REF! | #REF!
36501 | PMb-PMa RMU 150Nm3/h | Consultar | #REF! | #REF! | #REF! | 1 | G47
36502 | PMb-PMa RMU 250Nm3/h | Consultar | #REF! | #REF! | #REF! | 1 | G47
36503 | PMb-PMa RMU 400Nm3/h | Consultar | #REF! | #REF! | #REF! | 1 | G47
36504 | PMb-PMa RMU 650Nm3/h | Consultar | #REF! | #REF! | #REF! | 1 | G47
| Regulation equipment in NG MPB/BP cabinets |  | #REF! | #REF! | #REF!
36015 | NG MPB/BP G-6 REGULATING CABINET | 856.8 | #REF! | #REF! | #REF! | 1 | G47
36016 | NG MPB/BP G-16 REGULATING CABINET | 1358.28 | #REF! | #REF! | #REF! | 1 | G47
36017 | NG MPB/BP G-25 REGULATING CABINET | 1708.14 | #REF! | #REF! | #REF! | 1 | G47
36018 | NG MPB/BP G-40 REGULATING CABINET | 2934.4 | #REF! | #REF! | #REF! | 1 | G47
36019 | NG MPB/BP G-65 REGULATING CABINET | 4463.2 | #REF! | #REF! | #REF! | 1 | G47
| Regulation equipment in NG MPB/BP |  | #REF! | #REF! | #REF!
360159 | REGULATION ASSEMBLY GN MPB/BP G-6 | 764.4 | #REF! | #REF! | #REF! | 1 | G47
360169 | REGULATION ASSEMBLY GN MPB/BP G-16 | 912.8 | #REF! | #REF! | #REF! | 1 | G47
360179 | REGULATION ASSEMBLY GN MPB/BP G-25 | 932.4 | #REF! | #REF! | #REF! | 1 | G47
360189 | REGULATION ASSEMBLY GN MPB/BP G-40 | 1313 | #REF! | #REF! | #REF! | 1 | G47
360199 | REGULATION ASSEMBLY GN MPB/BP G-65 | 2901 | #REF! | #REF! | #REF! | 1 | G47
| Regulation equipment in NG MPA/BP cabinets |  | #REF! | #REF! | #REF!
36121 | NG MPA/BP G-6 REGULATING CABINET | 906 | #REF! | #REF! | #REF! | 1 | G47
36122 | NG MPA/BP G-16 REGULATING CABINET | 1248 | #REF! | #REF! | #REF! | 1 | G47
36123 | NG MPA/BP G-25 REGULATING CABINET | 1475 | #REF! | #REF! | #REF! | 1 | G47
36124 | NG MPA/BP G-40 REGULATING CABINET | 3350 | #REF! | #REF! | #REF! | 1 | G47
36125 | CUPBOARD OF REGULATION GN MPA/BP G-65 MAX-MIN | 4050 | #REF! | #REF! | #REF! | 1 | G47
| Regulation equipment in NG MPA/BP |  | #REF! | #REF! | #REF!
361219 | REGULATION ASSEMBLY GN MPA/BP G-6 | 445 | #REF! | #REF! | #REF! | 1 | G47
361229 | REGULATION ASSEMBLY GN MPA/BP G-16 MAX/MIN | 930 | #REF! | #REF! | #REF! | 1 | G47
361239 | REGULATION ASSEMBLY GN MPA/BP G-25 | 1001 | #REF! | #REF! | #REF! | 1 | G47
361249 | REGULATION ASSEMBLY GN MPA/BP G-40 MAX-MIN | 1976 | #REF! | #REF! | #REF! | 1 | G47
361259 | REGULATION ASSEMBLY GN MPA/BPMBAR G-65 MAX-MIN | 2665 | #REF! | #REF! | #REF! | 1 | G47
| Regulation equipmet in NG MPA-LP cabinets |  | #REF! | #REF! | #REF!
36101 | A-6 MPa/20mb Cu CABINET WITH INSPECTION HOLE | 150.97 | #REF! | #REF! | #REF! | 1 | G48
36102 | A-6 MPa/20mb PE20 CABINET WITH INSPECTION HOLE | 167.22 | #REF! | #REF! | #REF! | 1 | G48
36103 | A-6 MPa/20mb PE32 CABINET WITH INSPECTION HOLE | 173.78 | #REF! | #REF! | #REF! | 1 | G48
36106 | A-6 MPa/22mb Cu FILTER CABINET | 182.06 | #REF! | #REF! | #REF! | 1 | G48
36107 | NG MPa/20mbar PE20 FILTER CABINET | 195.68 | #REF! | #REF! | #REF! | 1 | G48
36108 | A-6 MPa/22mb PE32 FILTER CABINET | 204.07 | #REF! | #REF! | #REF! | 1 | G48
361082 | CABINET A-6 MPA/20mbar MAX/MIN WITH FILTER PE32 | 264.83 | #REF! | #REF! | #REF! | 1 | G48
36111 | A-10 MPa/20mb Cu BIPH. CABINET | 276.73 | #REF! | #REF! | #REF! | 1 | G48
36112 | A-10MPa/20mb PE20 BIPH. CABINET | 300.57 | #REF! | #REF! | #REF! | 1 | G48
36113 | A-10MPa/20mb PE32 BIPH. CABINET | 305.48 | #REF! | #REF! | #REF! | 1 | G48
36116 | A-10 MPa A-10 Cu CABINET WITH FILTER | 309.95 | #REF! | #REF! | #REF! | 1 | G48
36117 | A-10 MPa A-10 PE20 CABINET WITH FILTER | 344.75 | #REF! | #REF! | #REF! | 1 | G48
36118 | A-10 MPa A-10 PE32 CABINET WITH FILTER | 322.82 | #REF! | #REF! | #REF! | 1 | G48
361182 | A-10 MPA CUPBOARD WITH FILTER MAXIMUM/MINIMUM PE32 | 477.56 | #REF! | #REF! | #REF! | 1 | G48
| Control panels for meters in battery for MPA NG |  | #REF! | #REF! | #REF!
36250 | NG MPA COMPLETE BATTERY | Consultar | #REF! | #REF! | #REF! | 1 | G48
36150 | NG MPA 4-C METAL CABINET | Consultar | #REF! | #REF! | #REF! | 1 | G48
| Control panels for meters in battery for LP NG |  | #REF! | #REF! | #REF!
36350 | NG BP COMPLETE BATTERY | Consultar | #REF! | #REF! | #REF! | 1 | G48
36170 | NG BP METAL CABINET | Consultar | #REF! | #REF! | #REF! | 1 | G48
| REGULATORS FOR NG |  | #REF! | #REF! | #REF!
| Natural gas supply regulators |  | #REF! | #REF! | #REF!
341161 | PS 20MBAR REGULATOR WITH M3/4" X T7/8" SET SQUARE | 24.56 | #REF! | #REF! | #REF! | 30 | G49
341171 | PS 20MBAR REGULATOR WITH M7/8" X T7/8"SET SQUARE | 25.6 | #REF! | #REF! | #REF! | 30 | G49
341131 | SOLVENT REGULATOR PS 20MBAR M X M3/4" | 25.84 | #REF! | #REF! | #REF! | 30 | G49
341221 | PS 20MBAR LINEAR REGULATOR M3/4" X M3/4" | 24.56 | #REF! | #REF! | #REF! | 30 | G49
341166 | 20mbar E M3/4"x7/8" NUT SUPPLY REGULATOR WITH BLEEDER | 34.39 | #REF! | #REF! | #REF! | 30 | G49
341226 | PS 20MBAR PURG LINEAR REGULATOR M3/4" X M3/4" | 32.45 | #REF! | #REF! | #REF! | 30 | G49
341241 | LINEAR REGULATOR PURG. 22MBAR M-M 20/150 | 34.69 | #REF! | #REF! | #REF! | 33 | G49
341169 | STOPPER ANTI-RAIN FOR SOLVENT REGULATOR | 2.16 | #REF! | #REF! | #REF! | 30 | G49
| Natural gas supply regulators with maximum and minimum security |  | #REF! | #REF! | #REF!
34131 | 20mbar E M3/4x7/8 NUT SUPPLY REGULATOR | 100.65 | #REF! | #REF! | #REF! | 25 | G49
34131 | 20mbar E M3/4x7/8 NUT SUPPLY REGULATOR | 100.65 | #REF! | #REF! | #REF! | 25 | G49
341312 | CONSUMER REGULATOR Ps 50mbar MAX-MIN M3/4" x T7/8 | 100.65 | #REF! | #REF! | #REF! | 25 | G49
341314 | SOLVENT REGULATOR PS 150MBAR MAX-MIN M3/4" X T7/8 | 100.65 | #REF! | #REF! | #REF! | 25 | G49
34132 | CONSUMER REGULATOR RG6 Ps 20mbar MAX-MIN M3/4" x T7/8 | 86.4 | #REF! | #REF! | #REF! | 10 | G49
341321 | SOLVENT REGULATOR RG6 PS 50MBAR MAX-MIN M3/4"XT7/8 | 86.4 | #REF! | #REF! | #REF! | 10 | G49
341324 | SOLVENT REGULATOR RG6 PS150MBAR MAX-MIN M3/4"XT7/8 | 86.4 | #REF! | #REF! | #REF! | 10 | G49
341316 | SOLVENT REGULATOR 180º PS 20MBAR MAX-MIN M3/4" | 100.65 | #REF! | #REF! | #REF! | 25 | G49
341317 | SOLVENT REGULATOR 180º PS 55MBAR MAX-MIN M3/4" | 100.65 | #REF! | #REF! | #REF! | 25 | G49
341318 | SOLVENT REGULATOR 180º PS 150MBAR MAX-MIN M3/4" | 100.65 | #REF! | #REF! | #REF! | 25 | G49
341319 | SAFETY VALVE FOR OVERPRESSURE | 25.17 | #REF! | #REF! | #REF! | 25 | G49
| Natural gas supply safety valves |  | #REF! | #REF! | #REF!
34120 | NG 7/8 SUPPLY SAFETY VALVE | 24.01 | #REF! | #REF! | #REF! | 33 | G49
34119 | GAS ASTURIAS NG SAFETY VALVE | 24.01 | #REF! | #REF! | #REF! | 33 | G49
| LPG REGULATION EQUIPMENT |  | #REF! | #REF! | #REF!
| Regulation equipment in cabinets for 150 mbar LPG |  | #REF! | #REF! | #REF!
35011 | LPG 150 mbar 1-C Cu CABINET WITH INSPECTION HOLE | 185.69 | #REF! | #REF! | #REF! | 1 | G50
35016 | LPG 150 mbar 1-C PE20 CABINET WITH INSPECTION HOLE | 203.52 | #REF! | #REF! | #REF! | 1 | G50
35022 | LPG 150 mbar 1-C PE 32 CABINET WITH INSPECTION HOLE | 247.33 | #REF! | #REF! | #REF! | 1 | G50
35012 | LPG 150 mbar 2-C Cu CABINET WITH INSPECTION HOLE | 337.76 | #REF! | #REF! | #REF! | 1 | G50
35017 | LPG 150 mbar 2-C PE20 CABINET WITH INSPECTION HOLE | 370.62 | #REF! | #REF! | #REF! | 1 | G50
35018 | LPG 150 mbar 2-C PE 32 CABINET WITH INSPECTION HOLE | 385.77 | #REF! | #REF! | #REF! | 1 | G50
360063 | A-10 MPb/150 mbar PE20 INDIVIDUAL | 478.87 | #REF! | #REF! | #REF! | 1 | G50
360073 | A-10 MPb/150 mbar PE32 INDIVIDUAL | 488.04 | #REF! | #REF! | #REF! | 1 | G50
| Regulation equipment in cabinets for 400 and 800 mbar LPG |  | #REF! | #REF! | #REF!
35081 | LPG 800 mbar 1-C Cu CABINET WITH INSPECTION HOLE | 192.42 | #REF! | #REF! | #REF! | 1 | G50
35086 | LPG 800 mbar 1-C PE20 CABINET WITH INSPECTION HOLE | 202.88 | #REF! | #REF! | #REF! | 1 | G50
35041 | LPG 400 mbar 1-C Cu CABINET WITH INSPECTION HOLE | 192.84 | #REF! | #REF! | #REF! | 1 | G50
35046 | LPG 400 mbar 1-C PE20 CABINET WITH INSPECTION HOLE | 222.83 | #REF! | #REF! | #REF! | 1 | G50
35082 | LPG 800 mbar 2-C Cu CABINET WITH INSPECTION HOLE | 333.64 | #REF! | #REF! | #REF! | 1 | G50
35087 | LPG 800 mbar 2-C PE20 CABINET WITH INSPECTION HOLE | 346.13 | #REF! | #REF! | #REF! | 1 | G50
35042 | LPG 400 mbar 2-C Cu CABINET WITH INSPECTION HOLE | 355.73 | #REF! | #REF! | #REF! | 1 | G50
35047 | LPG 400 mbar 2-C Cu CABINET WITH INSPECTION HOLE | 320.48 | #REF! | #REF! | #REF! | 1 | G50
| Control panels for meters in battery for 150 mbar LPG |  | #REF! | #REF! | #REF!
35150 | LPG 150mb BATTERY | 0.45 | #REF! | #REF! | #REF! | 1 | G50
35600 | LPG 150mb METAL CABINET | Consultar | #REF! | #REF! | #REF! | 1 | G50
| Control panels for meters in battery for 800 mbar LPG |  | #REF! | #REF! | #REF!
35350 | LPG 800mbar G-4 BATTERY | Consultar | #REF! | #REF! | #REF! | 1 | G50
35700 | CABINET BATTERY GLP Ps 800 mbar COUNTER G4 | Consultar | #REF! | #REF! | #REF! | 1 | G50
35550 | LPG 400mbar BATTERY | Consultar | #REF! | #REF! | #REF! | 1 | G50
35800 | LPG 400mb METAL CABINET | Consultar | #REF! | #REF! | #REF! | 1 | G50
| REGULATORS AND ACCESSORIES FOR PIPED LPG |  | #REF! | #REF! | #REF!
| Maximum 4 bar PE regulators - Ps 150 mbar |  | #REF! | #REF! | #REF!
33442 | RECA 37mbar 4kg/h REDUCER | 48.01 | #REF! | #REF! | #REF! | 1 | G51
324901 | COMAP 150mbar MAX. FLOW VALVE REGULATOR | 77.74 | #REF! | #REF! | #REF! | 1 | G51
341391 | REGULATOR GN6VM MPB Ps 21mbar MAX SECURITY | 124.14 | #REF! | #REF! | #REF! | 1 | G51
341392 | REGULATOR GN6VM MPB Ps 55mbar MAX SECURITY | 124.14 | #REF! | #REF! | #REF! | 1 | G51
341395 | REGULATOR GN6VM MPB Ps 150mbar MAX SECURITY | 124.14 | #REF! | #REF! | #REF! | 1 | G51
| Maximum 4 bar regulators - Ps 300 to 800 mbar |  | #REF! | #REF! | #REF!
32545 | COMET 400mb 4kg/h S/PET REGULATOR. | 45.1 | #REF! | #REF! | #REF! | 1 | G51
32550 | COMET 800mb 4kg/h REGULATOR WITH PETERSON | 37.04 | #REF! | #REF! | #REF! | 1 | G51
32551 | COMET 800mb 4kg/h REGULATOR | 34.83 | #REF! | #REF! | #REF! | 1 | G51
32553 | COMET 800mb 4kg/h 7/8" NUT REGULATOR | 42.29 | #REF! | #REF! | #REF! | 1 | G51
32555 | COMET 800mb 20kg/h PET. REGULATOR | 95.69 | #REF! | #REF! | #REF! | 1 | G51
32558 | COMET 800mbar 40kg/h PET REGULATOR | 266.01 | #REF! | #REF! | #REF! | 1 | G51
| PE 150 mbar home intake safety regulators |  | #REF! | #REF! | #REF!
34125 | 37mbar M-M 20/150 REGULATOR | 27.6 | #REF! | #REF! | #REF! | 1 | G51
33441 | RECA 37mbar 4kg/h REDUCER | 40.43 | #REF! | #REF! | #REF! | 1 | G51
| 7/8" meter connections and bridges |  | #REF! | #REF! | #REF!
12553 | 7/8” NUTxM20/150 PETERSON CONNECTION | 14.49 | #REF! | #REF! | #REF! | 1 | G51
12555 | TEE WITH 7/8” NUTx20/150 NUT PETERSON CONNECTION | 12.98 | #REF! | #REF! | #REF! | 1 | G51
12562 | 7/8” NUTx20/150 NUT F1/4 DOUBLE CURVE | 19.96 | #REF! | #REF! | #REF! | 1 | G51
12563 | BRIDGE WITH 7/8x20/150 PETERSON CONNECTION | 21.49 | #REF! | #REF! | #REF! | 1 | G51
12564 | 7/8” NUTx20/150 NUT PET DOUBLE CURVE | 29.7 | #REF! | #REF! | #REF! | 1 | G51
12568 | M7/8” METER TESTING BRIDGE | 18.03 | #REF! | #REF! | #REF! | 1 | G51
125681 | TEST BRIDGE FOR COUNTER WITH PURGE 160 mm M7/8 " | 19.86 | #REF! | #REF! | #REF! | 1 | G51
12569 | TEST BRIDGE FOR COUNTER 110 mm M7/8 " | 17.34 | #REF! | #REF! | #REF! | 1 | G51
13303 | 7/8" BAYONET FITTING | 10.5 | #REF! | #REF! | #REF! | 1 | G51
13304 | 1.1/4" BAYONET FITTING | 18.74 | #REF! | #REF! | #REF! | 1 | G51
133622 | T 20/150 X 15 EXTENSION LEAD WITH 250M PETERSON GRIP | 13.54 | #REF! | #REF! | #REF! | 1 | G51
| LPG inverters |  | #REF! | #REF! | #REF!
| Manual inverters for bottle collectors in battery |  | #REF! | #REF! | #REF!
20531 | MANUAL ILLSA M20/150 INVERTER | 33.44 | #REF! | #REF! | #REF! | 1 | G52
20550 | MANUAL COMET M20/150 INVERTER | 49.96 | #REF! | #REF! | #REF! | 1 | G52
| Automatic inverters for bottle collectors in battery |  | #REF! | #REF! | #REF!
32202 | AUTOMATIC CLESSE 6Kg/h INVERTER | 78.52 | #REF! | #REF! | #REF! | 1 | G52
33462 | AUTOMATIC 1,5bar 8Kg/h 20/150 RECA INVERTER | 63.76 | #REF! | #REF! | #REF! | 1 | G52
332501 | GURTNER 1.5bar 8kg/h AUTOMATIC INVERTER | 63.49 | #REF! | #REF! | #REF! | 1 | G52
332502 | GURTNER 8kg/h AUTOMATIC INVERTER W/ INDICATOR | 98.29 | #REF! | #REF! | #REF! | 1 | G52
322011 | AUTOMATIC 10Kg/h INVERTER W/O SUPPORT | 95.47 | #REF! | #REF! | #REF! | 1 | G52
32502 | AUT. COMET 10kg/h INVERTER W/ INDICATOR | 103.04 | #REF! | #REF! | #REF! | 1 | G52
332505 | AUTOMATIC 3bar 20Kg/h INVERTER | 98.29 | #REF! | #REF! | #REF! | 1 | G52
32204 | AUTOMATIC 3bar 20Kg/h INVERTER | 175.12 | #REF! | #REF! | #REF! | 1 | G52
33463 | AUTOMATIC 3bar 20Kg/h 20/150 RECA INVERTER | 105.13 | #REF! | #REF! | #REF! | 1 | G52
32205 | AUTOMATIC 1.5bar 50Kg/h INVERTER | 1147.43 | #REF! | #REF! | #REF! | 1 | G52
332503 | 8kg/h AUTOMATIC INVERTER LIMITER | 92.99 | #REF! | #REF! | #REF! | 1 | G52
33464 | AUTOMATIC 1,5bar 8Kg/h LIMITER RECA INVERTER | 74.56 | #REF! | #REF! | #REF! | 1 | G52
32203 | AUTOM. 8kg/h INVERTER LIMITER | 150.32 | #REF! | #REF! | #REF! | 1 | G52
332208 | AUTOMATIC INVESTOR GURTNER PS 28MBAR 2,6KG/H | 108.96 | #REF! | #REF! | #REF! | 1 | G52
32208 | AUTOMATIC INVESTOR CLESSE PS 28MBAR 2,6KG/H | 179.09 | #REF! | #REF! | #REF! | 1 | G52
| REGULATORS FOR FIRST STAGE LPG |  | #REF! | #REF! | #REF!
| LPG regulators for mobile containers |  | #REF! | #REF! | #REF!
32220 | CARAVAN REGULATOR-LIMITER | 147.23 | #REF! | #REF! | #REF! | 1 | G53
32222 | CLESSE 1.5b 10kg/h REGUL. W/O MAN | 56.48 | #REF! | #REF! | #REF! | 1 | G53
32232 | CLESSE 1-3bar 8kg/h REGULATOR | 95.04 | #REF! | #REF! | #REF! | 1 | G53
332522 | GURTNER 8kg/h REGULATOR | 61.86 | #REF! | #REF! | #REF! | 1 | G53
32522 | COMET 0-3bar 12kg/h REGULATOR | 44.51 | #REF! | #REF! | #REF! | 1 | G53
31620 | 0-3bar 15kg/h 20/150 REGULATOR | 64.42 | #REF! | #REF! | #REF! | 1 | G53
31621 | 0-1.4bar 20/150 REGULATOR | 68.75 | #REF! | #REF! | #REF! | 1 | G53
31632 | 0-3bar 15kg/h LEFT 21.8 REGULATOR | 61.35 | #REF! | #REF! | #REF! | 1 | G53
| LPG regulators for fixed containers |  | #REF! | #REF! | #REF!
32524 | COMET 1-3bar 30kg/h REGULATOR | 69.87 | #REF! | #REF! | #REF! | 1 | G53
32526 | COMET 1-3bar 40kg/h REGULATOR | 72.22 | #REF! | #REF! | #REF! | 1 | G53
332526 | GURTNER 40kg/h REGULATOR | 70.31 | #REF! | #REF! | #REF! | 1 | G53
32236 | COMAP 1-3bar 40kg/h REGULATOR | 119.78 | #REF! | #REF! | #REF! | 1 | G52
32226 | COMAP 1.5b 40kg/h REGUL. W/O MAN | 91.6 | #REF! | #REF! | #REF! | 1 | G53
325262 | COMET 1-3bar 40kg/h T-M 3/4" REGULATOR | 77.46 | #REF! | #REF! | #REF! | 1 | G53
32526 | COMET 1-3bar 40kg/h REGULATOR | 72.22 | #REF! | #REF! | #REF! | 1 | G53
32527 | COMET 40kg/h 3/4” ESC. REGULATOR | 77.87 | #REF! | #REF! | #REF! | 1 | G53
332527 | GURTNER 1.5b 40kg/h 3/4” NUT REGULATOR | 82.17 | #REF! | #REF! | #REF! | 1 | G53
32227 | COMAP 1.5b 40kg/h 3/4” NUT REGUL. | 94.9 | #REF! | #REF! | #REF! | 1 | G53
32228 | COMAP 1-3b 40kg/h 3/4” NUT REGUL. | 132.05 | #REF! | #REF! | #REF! | 1 | G53
32528 | COMET 100kg/h F3/4” REGULATOR | 227.73 | #REF! | #REF! | #REF! | 1 | G53
32529 | COMET 100kg/h NUTxM3/4 REGULATOR | 242 | #REF! | #REF! | #REF! | 1 | G53
| LPG LIMITERS |  | #REF! | #REF! | #REF!
| LPG limiters for mobile containers |  | #REF! | #REF! | #REF!
332512 | GURTNER 8kg/h LIMITER | 44.53 | #REF! | #REF! | #REF! | 1 | G54
32212 | CLESSE 1.7bar 10kg/h LIMITER | 49.05 | #REF! | #REF! | #REF! | 1 | G54
32512 | COMET 12kg/h LIMITER | 29.89 | #REF! | #REF! | #REF! | 1 | G54
32513 | COMET 12kg/h 2 OUTPUT LIMITER | 39.92 | #REF! | #REF! | #REF! | 1 | G54
31670 | LIN. LIMIT. 1.7b 15kg/h 20/150 | 43.03 | #REF! | #REF! | #REF! | 1 | G54
31675 | ESC. LIMIT. 1.7b 15kg/h 20/150 | 42.84 | #REF! | #REF! | #REF! | 1 | G54
31682 | ILLSA 15kg/h 2 INTAKE LIMITER | 53.32 | #REF! | #REF! | #REF! | 1 | G54
32542 | COMET 8Kg/h WAIT 2 INLET LIMITER | 52.92 | #REF! | #REF! | #REF! | 1 | G54
33435 | RECA 10Kg/h 2 INPUTS LIMITER | 48.63 | #REF! | #REF! | #REF! | 1 | G54
| LPG limiters for fixed containers |  | #REF! | #REF! | #REF!
32514 | COMET 30kg/h LIMITER | 51.37 | #REF! | #REF! | #REF! | 1 | G54
32516 | COMET 40kg/h LIMITER | 58.29 | #REF! | #REF! | #REF! | 1 | G54
332516 | GURTNER 40kg/h LIMITER | 59.49 | #REF! | #REF! | #REF! | 1 | G54
33438 | RECA 954S 40Kg/h 1,75bar 20/150 LIMITER | 82.93 | #REF! | #REF! | #REF! | 1 | G54
32216 | COMAP 1.7bar 40kg/h LIMITER | 98.38 | #REF! | #REF! | #REF! | 1 | G54
32518 | COMET 100kg/h F3/4” LIMITER | 239.47 | #REF! | #REF! | #REF! | 1 | G54
32519 | COMET 100kg/h NUTxM3/4 LIMITER | 242 | #REF! | #REF! | #REF! | 1 | G54
| LOW-PRESSURE LPG REDUCERS |  | #REF! | #REF! | #REF!
| Low pressure, fixed ps LPG reducers |  | #REF! | #REF! | #REF!
32400 | CAMPING OUTPUT REDUCER NOZZLE | 12.06 | #REF! | #REF! | #REF! | 1 | G55
32310 | COMET 28mbar 1,3kg/h REDUCER | 18.91 | #REF! | #REF! | #REF! | 1 | G55
33412 | RECA 754-B-2 4kg/h PS 37mbar REDUCER | 13.98 | #REF! | #REF! | #REF! | 1 | G55
33413 | RECA 754-B-2 4kg/h PS 50mbar REDUCER | 18 | #REF! | #REF! | #REF! | 1 | G55
32312 | COMET 37mbar 5kg/h REDUCER | 18.88 | #REF! | #REF! | #REF! | 1 | G55
32313 | COMET 50mbar 4kg/h REDUCER | 21.05 | #REF! | #REF! | #REF! | 1 | G55
32012 | CLESSE 37mb 6kg/h 20/150 REDUCER | 33.89 | #REF! | #REF! | #REF! | 1 | G55
32013 | CLESSE 50mb 4kg/h 20/150 REDUCER | 34.24 | #REF! | #REF! | #REF! | 1 | G55
33414 | RECA 754 6kg/h Ps 37mbar REDUCER | 18.85 | #REF! | #REF! | #REF! | 1 | G55
33415 | RECA 753 6kg/h Ps 50mbar REDUCER | 33.42 | #REF! | #REF! | #REF! | 1 | G55
32022 | CLESSE 37mb 8kg/h 20/150 REDUCER | 179.33 | #REF! | #REF! | #REF! | 1 | G55
32023 | CLESSE 50mb 8kg/h 20/150 REDUCER | 302.28 | #REF! | #REF! | #REF! | 1 | G55
32322 | COMET 37mbar 10kg/h REDUCER | 54.94 | #REF! | #REF! | #REF! | 1 | G55
32323 | COMET 50mb 10kg/h REDUCER | 67.38 | #REF! | #REF! | #REF! | 1 | G55
33416 | RECA 734 12kg/h Ps 37mbar REDUCER | 32.39 | #REF! | #REF! | #REF! | 1 | G55
332222 | 37mb 12kg/h SAFETY REGULATOR | 123.8 | #REF! | #REF! | #REF! | 1 | G55
32025 | CLESSE 37mb 20kg/h 3/4” REDUCER | 314.8 | #REF! | #REF! | #REF! | 1 | G55
32327 | COMET 37mbar 40kg/h REDUCER | 237.87 | #REF! | #REF! | #REF! | 1 | G55
32328 | COMET 50mb 40kg/h REDUCER | 217.39 | #REF! | #REF! | #REF! | 1 | G55
| LOW-PRESSURE LPG REDUCERS AND REGULATORS |  | #REF! | #REF! | #REF!
| Low pressure, fixed ps LPG reducers with safety device |  | #REF! | #REF! | #REF!
32121 | 37mb 4kg/h SAFETY REDUCER WITH CAP | 71.81 | #REF! | #REF! | #REF! | 1 | G56
32126 | 50mb 4kg/h SAFETY REDUCER WITH CAP | 71.81 | #REF! | #REF! | #REF! | 1 | G56
332321 | 37mb 4kg/h SAFETY REG. WITH CAP | 41.1 | #REF! | #REF! | #REF! | 1 | G56
332326 | 50mb 4kg/h SAFETY REG. WITH CAP | 43.52 | #REF! | #REF! | #REF! | 1 | G56
332328 | 37mb 8kg/h SAFETY REG. WITH CAP | 57.34 | #REF! | #REF! | #REF! | 1 | G56
332327 | 50mb 8kg/h SAFETY REG. WITH CAP | 58.1 | #REF! | #REF! | #REF! | 1 | G56
332329 | PS 37MBAR 12KG/H SAFETY REG. | 131.56 | #REF! | #REF! | #REF! | 1 | G56
32130 | 37mbar 8kg/h SAFETY REDUCER | 180.92 | #REF! | #REF! | #REF! | 1 | G56
32135 | 50mbar 8kg/h SAFETY REDUCER | 195.2 | #REF! | #REF! | #REF! | 1 | G56
32140 | 37mb 20kg/h 3/4” SAFETY REDUCER | 359.15 | #REF! | #REF! | #REF! | 1 | G56
| Low pressure LPG adjustable ps regulators |  | #REF! | #REF! | #REF!
32330 | 50/150mb 5kg/h 20/15 REGULATOR | 37.53 | #REF! | #REF! | #REF! | 1 | G56
32331 | 5/200mb 5kg/h 20/150 REGULATOR | 37.53 | #REF! | #REF! | #REF! | 1 | G56
32332 | 50/150mb 5kg/h 21.8 REGULATOR | 37.53 | #REF! | #REF! | #REF! | 1 | G56
32333 | 5/200mb 5kg/h LEFT 21.8 REGULATOR | 37.53 | #REF! | #REF! | #REF! | 1 | G56
32029 | REG. 0-60mbar 4kg/h REGULATOR | 127.28 | #REF! | #REF! | #REF! | 1 | G56
32030 | REG. 100-300mbar 4kg/h REGULATOR | 124.32 | #REF! | #REF! | #REF! | 1 | G56
32031 | REG. 165-500mbar 4kg/h REGULATOR | 123.13 | #REF! | #REF! | #REF! | 1 | G56
32032 | REG. 0-300mbar 8kg/h REGULATOR | 310.71 | #REF! | #REF! | #REF! | 1 | G56
32033 | REG. 0-500mbar 8kg/h REGULATOR | 260.26 | #REF! | #REF! | #REF! | 1 | G56
332344 | REG. 0-600mbar 4kg/h REGULATOR | 62.7 | #REF! | #REF! | #REF! | 1 | G56
| INDUSTRIAL LPG-NG REGULATION |  | #REF! | #REF! | #REF!
| Madas regulators with safety |  | #REF! | #REF! | #REF!
34772 | FILTER REGULATOR MADAS FRG/2MB(Z) Ps 20-30 mbar 3/4" | 183.21 | #REF! | #REF! | #REF! | 1 | G57
34773 | FILTER REGULATOR MADAS FRG/2MB(Z) Ps 20-30 mbar 1" | 183.21 | #REF! | #REF! | #REF! | 1 | G57
347731 | FILTER REGULATOR MADAS FRG/2MB(Z) Ps 30-60 mbar 1" | 183.21 | #REF! | #REF! | #REF! | 1 | G57
347732 | FILTER REGULATOR MADAS FRG/2MB(Z) Ps 60-90 mbar 1" | 183.21 | #REF! | #REF! | #REF! | 1 | G57
347733 | FILTER REGULATOR MADAS FRG/2MB(Z) Ps 90-170 mbar 1" | 183.21 | #REF! | #REF! | #REF! | 1 | G57
347734 | FILTER REGULATOR MADAS FRG/2MB(Z) Ps 170-400 mbar 1" | 222.25 | #REF! | #REF! | #REF! | 1 | G57
34774 | MADAS FRG/2MBL(Z) 1.1/2" FILTER REGULATOR | 711.53 | #REF! | #REF! | #REF! | 1 | G57
34779 | REGULATING FILTER MADAS FRG/2MBL(Z) Ps 20-30 mbar 1" | 168.2 | #REF! | #REF! | #REF! | 1 | G57
347791 | REGULATING FILTER MADAS FRG/2MBL(Z) Ps 30-60 mbar 1" | 168.2 | #REF! | #REF! | #REF! | 1 | G57
347792 | REGULATING FILTER MADAS FRG/2MBL(Z) Ps 60-90 mbar 1" | 168.2 | #REF! | #REF! | #REF! | 1 | G57
347793 | REGULATING FILTER MADAS FRG/2MBL(Z) Ps 90-170 mbar 1" | 168.2 | #REF! | #REF! | #REF! | 1 | G57
| Fiorentini regulators |  | #REF! | #REF! | #REF!
34301 | REGULATOR FIORENTINI MS-6 | 148 | #REF! | #REF! | #REF! | 1 | G57
34302 | FIORENTINI MS-10 REGULATOR | 185.15 | #REF! | #REF! | #REF! | 1 | G57
34303 | REGULATOR FIORENTINI MS-25 | 160 | #REF! | #REF! | #REF! | 1 | G57
34304 | REGULATOR FIORENTINI FES | 260 | #REF! | #REF! | #REF! | 1 | G57
| Madas scape valves |  | #REF! | #REF! | #REF!
348011 | VALVE OF LEAK MADAS MSV/1 1" MAXIMA 1 Bar | 146.02 | #REF! | #REF! | #REF! | 1 | G57
348012 | VALVE OF LEAK MADAS MSV/1 1/4" MAXIMA 1 Bar | 57.84 | #REF! | #REF! | #REF! | 1 | G57
| Fisher regulators |  | #REF! | #REF! | #REF!
33590 | 1-3bar 300kg/hour REGULATOR | 767 | #REF! | #REF! | #REF! | 1 | G57
33592 | 1-3bar 500kg/hour REGULATOR | 1950 | #REF! | #REF! | #REF! | 1 | G57
| Fisher limiters |  | #REF! | #REF! | #REF!
33540 | 1.7bar 300kg/hour LIMITER | 767 | #REF! | #REF! | #REF! | 1 | G57
33541 | 3bar 300kg/hour LIMITER | 767 | #REF! | #REF! | #REF! | 1 | G57
33542 | 1.7bar 500kg/hour LIMITER | 1950 | #REF! | #REF! | #REF! | 1 | G57
| Dival regulators |  | #REF! | #REF! | #REF!
34311 | DIVAL 507 1”x1” 10/80mbar Pe REGULATOR | 780 | #REF! | #REF! | #REF! | 1 | G58
34312 | DIVAL 507 1”x1” 78/320mbar Pe REGULATOR | 780 | #REF! | #REF! | #REF! | 1 | G58
34313 | DIVAL 507 1”x1” 310/2000mbar Pe REGULATOR | 930.54 | #REF! | #REF! | #REF! | 1 | G58
34321 | DIVAL 512 1”x1.1/2” 10/80mbar Pe REGULATOR | 906.36 | #REF! | #REF! | #REF! | 1 | G58
34322 | DIVAL 512 1”x1.1/2” 78/320mbar Pe REGULATOR | 906.36 | #REF! | #REF! | #REF! | 1 | G58
34323 | DIVAL 512 1”x1.1/2Ps310/2000mbar REGULATOR | 1058.46 | #REF! | #REF! | #REF! | 1 | G58
34381 | DIVAL 500 1”x1” 10/80mbar Pe REGULATOR | 623.22 | #REF! | #REF! | #REF! | 1 | G58
34382 | DIVAL 500 1”x1” 100/300mbar Pe REGULATOR | 623.22 | #REF! | #REF! | #REF! | 1 | G58
34383 | DIVAL 500 1”x1” 300/2500mbar Pe REGULATOR | 743.34 | #REF! | #REF! | #REF! | 1 | G58
34306 | DIVAL 100AP 1”x1” 500/500mbar Pe REGULATOR | 649.74 | #REF! | #REF! | #REF! | 1 | G58
34307 | DIVAL 100APTR 1”x1” 800/4500mbar Pe REGULATOR | 649.74 | #REF! | #REF! | #REF! | 1 | G58
| Dival regulators with safety valve |  | #REF! | #REF! | #REF!
34315 | DIVAL 507 1”x1” 10/80mbar Pe SAFETY REGULATOR | 1168.44 | #REF! | #REF! | #REF! | 1 | G58
34316 | DIVAL 507 1”x1” 78/320mbar Pe SAFETY REGULATOR | 1168.44 | #REF! | #REF! | #REF! | 1 | G58
34317 | DIVAL 507 1”x1” 310/2000mbar Pe SAFETY REGULATOR | 1428.18 | #REF! | #REF! | #REF! | 1 | G58
34325 | DIVAL 512 1”x1.1/2” 10/80mbar SAFETY REGULATOR | 1294.8 | #REF! | #REF! | #REF! | 1 | G58
34326 | DIVAL 512 1”x1.1/2”78/320mbar SAFETY REGULATOR | 1294.8 | #REF! | #REF! | #REF! | 1 | G58
34327 | DIVAL 512 1x1.1/2 310/2000mbar SAFETY REGULATOR | 1567.8 | #REF! | #REF! | #REF! | 1 | G58
34385 | DIVAL 500 1”x1.1/2” 10/100mbar SAFETY REGULATOR | 1058.46 | #REF! | #REF! | #REF! | 1 | G58
34386 | DIVAL 500 1”x1.1/2” 100/300mbar SAFETY REGULATOR | 1058.46 | #REF! | #REF! | #REF! | 1 | G58
34387 | DIVAL 500 1”x1” 300/2500mbar Pe SAFETY REGULATOR | 1313.52 | #REF! | #REF! | #REF! | 1 | G58
34335 | DIVAL 600 DN25 10/110mbar SAFETY REGULATOR | 3461.64 | #REF! | #REF! | #REF! | 1 | G58
34336 | DIVAL 600 DN25 100/320mbar SAFETY REGULATOR | 3461.64 | #REF! | #REF! | #REF! | 1 | G58
34337 | DIVAL 600 DN25 310/4000mbar SAFETY REGULATOR | 3629.34 | #REF! | #REF! | #REF! | 1 | G58
34355 | DIVAL600 DN40 10/120mbar SAFETY REGULATOR | 3753.36 | #REF! | #REF! | #REF! | 1 | G58
34356 | DIVAL600 DN40 100/320mbar SAFETY REGULATOR | 3753.36 | #REF! | #REF! | #REF! | 1 | G58
34357 | DIVAL600 DN40 310/4000mbar SAFETY REGULATOR | 3914.04 | #REF! | #REF! | #REF! | 1 | G58
34365 | DIVAL600 DN50 10/120mbar SAFETY REGULATOR | 4034.16 | #REF! | #REF! | #REF! | 1 | G58
34366 | DIVAL600 DN50 310/4000mbar SAFETY REGULATOR | 4034.16 | #REF! | #REF! | #REF! | 1 | G58
34367 | DIVAL600 DN50 310/4000mbar SAFETY REGULATOR | 4201.86 | #REF! | #REF! | #REF! | 1 | G58
| Madas regulators |  | #REF! | #REF! | #REF!
34702 | MADAS RG/2MC DN3/4” REGULATOR | 84.1 | #REF! | #REF! | #REF! | 1 | G59
34703 | MADAS RG/2MC DN1” REGULATOR | 84.1 | #REF! | #REF! | #REF! | 1 | G59
34704 | MADAS RG/2MC DN1.1/2 REGULATOR | 177.21 | #REF! | #REF! | #REF! | 1 | G59
34705 | MADAS RG/2MC DN2” REGULATOR | 255.3 | #REF! | #REF! | #REF! | 1 | G59
34712 | FRG/2MC 3/4 MADAS REG. WITH FILTER | 85.6 | #REF! | #REF! | #REF! | 1 | G59
34713 | FRG/2MC 1” MADAS REG. WITH FILTER | 85.6 | #REF! | #REF! | #REF! | 1 | G59
34714 | FRG/2MC1.1/2 MADAS REG. WITH FILTER | 190.72 | #REF! | #REF! | #REF! | 1 | G59
34715 | FRG/2MC 2” MADAS REG. WITH FILTER | 267.31 | #REF! | #REF! | #REF! | 1 | G59
34706 | MADAS RG/2MC DN 65 REGULATOR | 828.96 | #REF! | #REF! | #REF! | 1 | G59
34707 | MADAS RG/2MC DN 80 REGULATOR | 836.47 | #REF! | #REF! | #REF! | 1 | G59
34708 | MADAS RG/2MC DN100 REGULATOR | 1452.18 | #REF! | #REF! | #REF! | 1 | G59
34723 | MADAS REG. RG/2MB SAFETY.MAX.1” | 252.29 | #REF! | #REF! | #REF! | 1 | G59
34725 | MADAS REG. RG/2MB SAFETY.MAX.2” | 406.98 | #REF! | #REF! | #REF! | 1 | G59
34732 | MADAS REG. RG/2MB SAFETY.MIN.3/4” | 271.81 | #REF! | #REF! | #REF! | 1 | G59
34733 | MADAS REG. RG/2MB SAFETY.MIN.1” | 271.81 | #REF! | #REF! | #REF! | 1 | G59
34734 | MADAS REG. RG/2MB SAFETY.MIN.1.1/2” | 393.45 | #REF! | #REF! | #REF! | 1 | G59
34735 | MADAS REG. RG/2MB SAFETY.MIN.2” | 424.99 | #REF! | #REF! | #REF! | 1 | G59
| Madas safety valves |  | #REF! | #REF! | #REF!
34743 | MADAS MIN. 1” SAFETY VALVE | 302.4 | #REF! | #REF! | #REF! | 1 | G59
34744 | MADAS MIN. 1.1/2” SAFETY VALVE | 223.75 | #REF! | #REF! | #REF! | 1 | G59
34745 | MADAS MIN. 2” SAFETY VALVE | 313.86 | #REF! | #REF! | #REF! | 1 | G59
34746 | MADAS MIN. DN65 SAFETY VALVE | 907.05 | #REF! | #REF! | #REF! | 1 | G59
34747 | MADAS MIN. DN80 SAFETY VALVE | 1040.71 | #REF! | #REF! | #REF! | 1 | G59
34748 | MADAS MIN. DN100 SAFETY VALVE | 1937.25 | #REF! | #REF! | #REF! | 1 | G59
34753 | MADAS MAX. 1” SAFETY VALVE | 174.2 | #REF! | #REF! | #REF! | 1 | G59
34754 | MADAS MAX. 1.1/2” SAFETY VALVE | 205.74 | #REF! | #REF! | #REF! | 1 | G59
34755 | MADAS MAX. 2” SAFETY VALVE | 249.29 | #REF! | #REF! | #REF! | 1 | G59
34756 | MADAS MAX. SAFETY DN65 VALVE | 512.09 | #REF! | #REF! | #REF! | 1 | G59
34757 | MADAS MAX. SAFETY DN80 VALVE | 503.09 | #REF! | #REF! | #REF! | 1 | G59
34758 | MADAS MAX. SAFETY DN100 VALVE | 911.55 | #REF! | #REF! | #REF! | 1 | G59
| FILTERS FOR LPG-NG |  | #REF! | #REF! | #REF!
| PN-16 brass filters |  | #REF! | #REF! | #REF!
38112 | PN-16 M x F1/2” FILTER | 65.34 | #REF! | #REF! | #REF! | 1 | G60
38114 | PN-16 F x F1” FILTER | 107.85 | #REF! | #REF! | #REF! | 1 | G60
38120 | PN-16 M x M20/150 FILTER | 35.01 | #REF! | #REF! | #REF! | 1 | G60
38121 | PN-16 NUT T-M 20/150 FILTER | 29.91 | #REF! | #REF! | #REF! | 1 | G60
38122 | PN-16 NUT T3/4 x M20/150 FILTER | 43.52 | #REF! | #REF! | #REF! | 1 | G60
38123 | PN-16 NUT x M3/4” 10mc FILTER | 26.59 | #REF! | #REF! | #REF! | 1 | G60
| PN-16 steel filters 100 micron stainless steel mesh |  | #REF! | #REF! | #REF!
38131 | PN-16 FxF1/2” DN15 FILTER | 140.4 | #REF! | #REF! | #REF! | 1 | G60
38132 | PN-16 FxF3/4” DN20 FILTER | 145.6 | #REF! | #REF! | #REF! | 1 | G60
38133 | PN-16 FxF1” DN25 FILTER | 186.08 | #REF! | #REF! | #REF! | 1 | G60
38134 | PN-16 FxF1.1/4” DN32 FILTER | 246.4 | #REF! | #REF! | #REF! | 1 | G60
38135 | PN-16 FxF1.1/2” DN40 FILTER | 286.72 | #REF! | #REF! | #REF! | 1 | G60
38136 | PN-16 FxF2” DN50 FILTER | 351.68 | #REF! | #REF! | #REF! | 1 | G60
38143 | PN-16 CLAMP 1” DN25 FILTER | 246.4 | #REF! | #REF! | #REF! | 1 | G60
38144 | PN-16 CLAMP 1.1/4” DN32 FILTER | 327.04 | #REF! | #REF! | #REF! | 1 | G60
38145 | PN-16 CLAMP 1.1/2” DN40 FILTER | 380.8 | #REF! | #REF! | #REF! | 1 | G60
38146 | PN-16 CLAMP 2” DN50 FILTER | 456.96 | #REF! | #REF! | #REF! | 1 | G60
| PN-40 steel filters 100 micron stainless steel mesh |  | #REF! | #REF! | #REF!
38153 | PN-40 FxF1” DN25 FILTER | 392 | #REF! | #REF! | #REF! | 1 | G60
38163 | PN-40 CLAMP 1” DN25 FILTER | 492.8 | #REF! | #REF! | #REF! | 1 | G60
38164 | PN-40 CLAMP 1.1/4” DN32 FILTER | 636.16 | #REF! | #REF! | #REF! | 1 | G60
38165 | PN-40 CLAMP 1.1/2” DN40 FILTER | 795.2 | #REF! | #REF! | #REF! | 1 | G60
38166 | PN-40 CLAMP 2” DN50 FILTER | 1083.68 | #REF! | #REF! | #REF! | 1 | G60
| PN-6 aluminium 50 micron filters |  | #REF! | #REF! | #REF!
38301 | MADAS PN-6 F1/2” FILTER | 39.04 | #REF! | #REF! | #REF! | 1 | G60
38302 | MADAS PN-6 F3/4” FILTER | 39.04 | #REF! | #REF! | #REF! | 1 | G60
38303 | MADAS PN-6 F1” FILTER | 39.04 | #REF! | #REF! | #REF! | 1 | G60
38304 | MADAS PN-6 F1.1/2” FILTER | 64.57 | #REF! | #REF! | #REF! | 1 | G60
38305 | MADAS PN-6 F2” FILTER | 76.59 | #REF! | #REF! | #REF! | 1 | G60
38314 | MADAS PN-6 CLAMP 1.1/2” FILTER | 159.18 | #REF! | #REF! | #REF! | 1 | G60
38315 | MADAS PN-6 CLAMP 2” FILTER | 166.7 | #REF! | #REF! | #REF! | 1 | G60
38316 | MADAS PN-6 CLAMP 2.1/2” FILTER | 306.35 | #REF! | #REF! | #REF! | 1 | G60
38317 | MADAS PN-6 CLAMP 3” FILTER | 315.36 | #REF! | #REF! | #REF! | 1 | G60
38318 | MADAS PN-6 CLAMP 4” FILTER | 545.13 | #REF! | #REF! | #REF! | 1 | G60
38319 | MADAS PN-6 CLAMP 5” FILTER | 1302 | #REF! | #REF! | #REF! | 1 | G60
| MEASURING |  | #REF! | #REF! | #REF!
| MANOMETERS AND VENTOMETERS |  | #REF! | #REF! | #REF!
| Estándar manometers |  | #REF! | #REF! | #REF!
90105 | ø 50 R1/4” 2.5bar E MANOMETER | 6.23 | #REF! | #REF! | #REF! | 1 | G61
90106 | ø 50 R1/4” 4bar E MANOMETER | 6.23 | #REF! | #REF! | #REF! | 1 | G61
90107 | ø 50 R1/4” 6bar E MANOMETER | 6.23 | #REF! | #REF! | #REF! | 1 | G61
90108 | ø 50 R1/4” 10bar E MANOMETER | 6.23 | #REF! | #REF! | #REF! | 1 | G61
90109 | ø 50 R1/4” 16bar E MANOMETER | 6.23 | #REF! | #REF! | #REF! | 1 | G61
90110 | ø 50 R1/4” 25bar E MANOMETER | 6.23 | #REF! | #REF! | #REF! | 1 | G61
90111 | ø 50 R1/4” 40bar E MANOMETER | 6.12 | #REF! | #REF! | #REF! | 1 | G61
90156 | ø 50 R1/4” REAR 4bar E MANOMETER | 6.59 | #REF! | #REF! | #REF! | 1 | G61
90157 | ø 50 R1/4” REAR 6bar E MANOMETER | 6.59 | #REF! | #REF! | #REF! | 1 | G61
90158 | ø 50 R1/4” REAR 10bar E MANOMETER | 6.59 | #REF! | #REF! | #REF! | 1 | G61
90159 | ø 50 R1/4” REAR 16bar E MANOMETER | 6.59 | #REF! | #REF! | #REF! | 1 | G61
90160 | ø 50 R1/4” REAR 25bar E MANOMETER | 6.59 | #REF! | #REF! | #REF! | 1 | G61
90206 | ø 63 R1/4” 4bar E MANOMETER | 6.86 | #REF! | #REF! | #REF! | 1 | G61
90207 | ø 63 R1/4” 6bar E MANOMETER | 6.86 | #REF! | #REF! | #REF! | 1 | G61
90208 | ø 63 R1/4” 10bar E MANOMETER | 6.86 | #REF! | #REF! | #REF! | 1 | G61
90209 | ø 63 R1/4” 16bar EMANOMETER | 6.86 | #REF! | #REF! | #REF! | 1 | G61
| Standard glycerine-filled manometers |  | #REF! | #REF! | #REF!
92205 | ø 63 R1/4” 2.5bar STAINLESS STEEL GLYC. MANOM. | 14.08 | #REF! | #REF! | #REF! | 1 | G61
92206 | ø 63 R1/4” 4bar STAINLESS STEEL GLYC. MANOMETER | 14.08 | #REF! | #REF! | #REF! | 1 | G61
92207 | ø 63 R1/4” 6bar STAINLESS STEEL GLYC. MANOMETER | 14.08 | #REF! | #REF! | #REF! | 1 | G61
92208 | ø 63 R1/4” 10bar STAINLESS STEEL GLYC. MANOMETER | 14.08 | #REF! | #REF! | #REF! | 1 | G61
92209 | ø 63 R1/4” 16bar STAINLESS STEEL GLYC. MANOMETER | 14.08 | #REF! | #REF! | #REF! | 1 | G61
92210 | ø 63 R1/4” 25bar STAINLESS STEEL GLYC. MANOMETER | 14.08 | #REF! | #REF! | #REF! | 1 | G61
92211 | ø 63 R1/4” 40bar STAINLESS STEEL GLYC. MANOMETER | 11.5 | #REF! | #REF! | #REF! | 1 | G61
92257 | ø 63 R1/4” REAR 6bar STAINLESS STEEL GLYC. MANOMETER | 16.18 | #REF! | #REF! | #REF! | 1 | G61
| Industrial glycerine-filled manometers |  | #REF! | #REF! | #REF!
92704 | ø 100 R1/2” 1.6bar GLYC. MANOMETER | 50 | #REF! | #REF! | #REF! | 1 | G61
92705 | ø 100 R1/2” 2.5bar GLYC. MANOMETER | 40 | #REF! | #REF! | #REF! | 1 | G61
92706 | ø 100 R1/2” 4bar GLYC. MANOMETER | 40 | #REF! | #REF! | #REF! | 1 | G61
92707 | ø 100 R1/2” 6bar GLYC. MANOMETER | 40 | #REF! | #REF! | #REF! | 1 | G61
92708 | ø 100 R1/2” 10bar GLYC. MANOMETER | 40 | #REF! | #REF! | #REF! | 1 | G61
92709 | ø 100 R1/2” 16bar GLYC. MANOMETER | 40 | #REF! | #REF! | #REF! | 1 | G61
92710 | ø 100 R1/2” 25bar GLYC. MANOMETER | 40 | #REF! | #REF! | #REF! | 1 | G61
92711 | ø 100 R1/2” 40bar GLYC. MANOMETER | 40 | #REF! | #REF! | #REF! | 1 | G61
| SAFETY |  | #REF! | #REF! | #REF!
| PRESSURE AND LEAK TEST KITS |  | #REF! | #REF! | #REF!
| Pressure taps |  | #REF! | #REF! | #REF!
56302 | F 1/8” WELDED 12mm FITTING | 1.29 | #REF! | #REF! | #REF! | 25 | G62
56303 | F 1/4” WELDED 10mm FITTING | 1.28 | #REF! | #REF! | #REF! | 25 | G62
56310 | 12mm WELDED NOZZLE BLEEDER | 0.98 | #REF! | #REF! | #REF! | 25 | G62
56311 | 15mm WELDED NOZZLE BLEEDER | 1.08 | #REF! | #REF! | #REF! | 25 | G62
56312 | R 1/8" BLEEDER WITH NOZZLE | 0.98 | #REF! | #REF! | #REF! | 25 | G62
56313 | R 1/4” BLEEDER WITH NOZZLE | 2.08 | #REF! | #REF! | #REF! | 25 | G62
56370 | PETERSON PRESSURE VALVE | 2.55 | #REF! | #REF! | #REF! | 25 | G62
56371 | PETERSON TESTING NEEDLE | 10.89 | #REF! | #REF! | #REF! | 1 | G62
563711 | PETERSON LONG TESTING NEEDLE | 31.51 | #REF! | #REF! | #REF! | 1 | G62
56319 | WELDED NOZZLE PLUG | 1.5 | #REF! | #REF! | #REF! | 1 | G62
100691 | 1/4" 18mm BUSHING SLEEVE WITH PRESSURE VALVE | 6.38 | #REF! | #REF! | #REF! | 25 | G62
100692 | 1/4" 22mm BUSHING SLEEVE WITH PRESSURE VALVE | 6.73 | #REF! | #REF! | #REF! | 25 | G62
100693 | 1/4" 28mm BUSHING SLEEVE WITH PRESSURE VALVE | 7.48 | #REF! | #REF! | #REF! | 25 | G62
100694 | 1/4" 35mm BUSHING SLEEVE WITH PRESSURE VALVE | 9.35 | #REF! | #REF! | #REF! | 10 | G62
100695 | 1/4" 42mm BUSHING SLEEVE WITH PRESSURE VALVE | 10.93 | #REF! | #REF! | #REF! | 5 | G62
100696 | 1/4" 54mm BUSHING SLEEVE WITH PRESSURE VALVE | 14.87 | #REF! | #REF! | #REF! | 5 | G62
| Manometer button valves |  | #REF! | #REF! | #REF!
56382 | PORTAMAN 1/4” 4b VALVE BUTTON | 21.57 | #REF! | #REF! | #REF! | 1 | G62
56383 | PORTAMAN 1/2” 4b VALVE BUTTON | 26.07 | #REF! | #REF! | #REF! | 1 | G62
56386 | PN-100 1/2"NPT 3-WAY VALVE | 267.84 | #REF! | #REF! | #REF! | 1 | G62
563861 | PN-100 1/2"NPT 3-WAY VALVE | 43.2 | #REF! | #REF! | #REF! | 1 | G62
563863 | VALVE IN 3 WAYS PN100 1/2"NPT INOX | 77.02 | #REF! | #REF! | #REF! | 1 | G62
563862 | SWAGELOK STAINLESS STEEL CONNECTION | 286.69 | #REF! | #REF! | #REF! | 1 | G62
56393 | PORTAMAN 1/4” 25b VALVE BUTTON | 20.2 | #REF! | #REF! | #REF! | 1 | G62
56394 | PORTAMAN 1/2” 25b VALVE BUTTON | 25.25 | #REF! | #REF! | #REF! | 1 | G62
56395 | PULSED PORTAMAN 1/4” 100b NEEDLE | 20.46 | #REF! | #REF! | #REF! | 1 | G62
56396 | PULSED PORTAMAN 1/2” 100b NEEDLE | 28 | #REF! | #REF! | #REF! | 1 | G62
| Fully rustproof test manometers |  | #REF! | #REF! | #REF!
56094 | FULLY RUSTPROOF ø100 R1/2 2.5b MANOM. | 143.61 | #REF! | #REF! | #REF! | 1 | G62
943221 | Ø100 1/2" 60MB VENTOMETER WITH CERTIFICATE | 163.28 | #REF! | #REF! | #REF! | 1 | G62
943231 | Ø100 1/2" 100MB VENTOMETER WITH CERTIFICATE | 163.28 | #REF! | #REF! | #REF! | 1 | G62
943241 | Ø100 1/2" 160MB VENTOMETER WITH CERTIFICATE | 163.28 | #REF! | #REF! | #REF! | 1 | G62
943251 | Ø100 1/2" 250MB VENTOMETER WITH CERTIFICATE | 163.28 | #REF! | #REF! | #REF! | 1 | G62
91901 | TRAZ MANOMETER CALIBRATION CERTIFICATE | 37.18 | #REF! | #REF! | #REF! | 1 | G62
91902 | MANOMETER CALIBRATION CERTIFICATE W/. UNCERTAINTY & TRACEABILITY | 44.34 | #REF! | #REF! | #REF! | 1 | G62
| Erm for thermometer |  | #REF! | #REF! | #REF!
96512 | ERM FOR THERMOMETER -30 +50 º C | 30 | #REF! | #REF! | #REF! | 1 | G62
| Testing equipment |  | #REF! | #REF! | #REF!
56005 | 60mbar TESTING KIT | 71.9 | #REF! | #REF! | #REF! | 1 | G63
56006 | 100mbar TESTING KIT | 71.9 | #REF! | #REF! | #REF! | 1 | G63
56009 | 250mbar TESTING KIT | 71.9 | #REF! | #REF! | #REF! | 1 | G63
56007 | KOSANGAS TESTING KIT | 155.06 | #REF! | #REF! | #REF! | 1 | G63
56001 | F1/4” LEAK TESTING VALVE | 12.25 | #REF! | #REF! | #REF! | 1 | G63
56002 | 1/2” NUT LEAK TESTING VALVE | 15.75 | #REF! | #REF! | #REF! | 1 | G63
56004 | LEAK TESTING KEY | 6.83 | #REF! | #REF! | #REF! | 1 | G63
56011 | PEAR CHECKER WATERTIGHTNESS WITH VALVE | 13.52 | #REF! | #REF! | #REF! | 1 | G63
56072 | 0/200mb DIGITAL VENTOMETER | 280 | #REF! | #REF! | #REF! | 1 | G63
94282 | ø 63 60mbar VENTOMETER | 53.83 | #REF! | #REF! | #REF! | 1 | G63
94283 | ø 63 100mbar VENTOMETER | 53.83 | #REF! | #REF! | #REF! | 1 | G63
94284 | ø 63 160mbar VENTOMETER | 53.83 | #REF! | #REF! | #REF! | 1 | G63
94285 | ø 63 250mbar VENTOMETER | 53.83 | #REF! | #REF! | #REF! | 1 | G63
94286 | ø 63 400mbar VENTOMETER | 53.83 | #REF! | #REF! | #REF! | 1 | G63
94332 | ø100 60mbar VENTOMETER | 91.41 | #REF! | #REF! | #REF! | 1 | G63
94333 | ø100 100mbar VENTOMETER | 91.41 | #REF! | #REF! | #REF! | 1 | G63
94335 | ø100 250mbar VENTOMETER | 91.41 | #REF! | #REF! | #REF! | 1 | G63
94336 | ø100 400mbar VENTOMETER | 91.41 | #REF! | #REF! | #REF! | 1 | G63
| Water columns |  | #REF! | #REF! | #REF!
56102 | 250 + 250mm wc COLUMN | 69.5 | #REF! | #REF! | #REF! | 1 | G63
56103 | 500 + 500mm wc COLUMN | 86.94 | #REF! | #REF! | #REF! | 1 | G63
56104 | 750 + 750mm wc COLUMN | 128 | #REF! | #REF! | #REF! | 1 | G63
| GAS DETECTING AND ANALYSING KITS AND SAFETY EQUIPMENT |  | #REF! | #REF! | #REF!
| Aerosols and portable detectors |  | #REF! | #REF! | #REF!
57004 | 400ml LEAK DETECTOR AEROSOL | 17.01 | #REF! | #REF! | #REF! | 12 | G64
57204 | RDZ BI PORTABLE LEAK DETECTOR | 284.38 | #REF! | #REF! | #REF! | 1 | G64
| Control panels and probes for domestic installations |  | #REF! | #REF! | #REF!
57311 | SENTINEL GSX NG GAS DETECTOR | 155.1 | #REF! | #REF! | #REF! | 1 | G64
57312 | SENTINEL GSX LPG GAS DETECTOR | 155.1 | #REF! | #REF! | #REF! | 1 | G64
57421 | ACCUMULATION DOMESTIC ALARM CO | 69.891 | #REF! | #REF! | #REF! | 1 | G64
57120 | RDG CO DETECTOR | 202 | #REF! | #REF! | #REF! | 1 | G64
57121 | LPG DETECCIÓN PROBE RDG | 98 | #REF! | #REF! | #REF! | 1 | G64
57122 | NG DETECCIÓN PROBE RDG | 98 | #REF! | #REF! | #REF! | 1 | G64
57231 | GAS DETECTOR ALONE GECA ALARM LPG | 110.71 | #REF! | #REF! | #REF! | 1 | G64
| Control panels and probes for collective installations |  | #REF! | #REF! | #REF!
57233 | CONTROL PANEL 4 PROBES SE 194K | 626.34 | #REF! | #REF! | #REF! | 1 | G64
57251 | LPG DETECCIÓN PROBE 192K | 183 | #REF! | #REF! | #REF! | 1 | G64
57252 | NG DETECCIÓN PROBE SE 192K | 183 | #REF! | #REF! | #REF! | 1 | G64
57258 | MERMAID OPTICAL ACOUSTIC 220V | 252 | #REF! | #REF! | #REF! | 1 | G64
57259 | MERMAID OPTICAL ACOUSTIC 12V | 243.36 | #REF! | #REF! | #REF! | 1 | G64
| Control panels and probes for zones 1 atex and accesoories |  | #REF! | #REF! | #REF!
57130 | CONTROL PANEL 4 PROBES RGY | 562 | #REF! | #REF! | #REF! | 1 | G64
57131 | ATEX LPG DETECCIÓN PROBE SGY | 497 | #REF! | #REF! | #REF! | 1 | G64
57132 | ATEX NGG DETECCIÓN PROBE SGY | 497 | #REF! | #REF! | #REF! | 1 | G64
57139 | BATTERY FOR STANDARD RGY 12V | 599.12 | #REF! | #REF! | #REF! | 1 | G64
57140 | MERMAID OPTICAL ACOUSTIC 220V | 186.4 | #REF! | #REF! | #REF! | 1 | G64
57141 | MERMAID OPTICAL ACOUSTIC 12V | 145 | #REF! | #REF! | #REF! | 1 | G64
573251 | CA-2 SWITCHBOARD FOR 2 PROBES | 750.81 | #REF! | #REF! | #REF! | 1 | G64
573261 | SWITCHBOARD CA-4 FOR 4 PROBES | 880.44 | #REF! | #REF! | #REF! | 1 | G64
573281 | SWITCHBOARD CA-8 FOR 8 PROBES | 1028.77 | #REF! | #REF! | #REF! | 1 | G64
573371 | PROBE FOR DETECTOR CA GLP | 472.78 | #REF! | #REF! | #REF! | 1 | G64
573381 | PROBE FOR DETECTOR CA GN | 472.79 | #REF! | #REF! | #REF! | 1 | G64
573272 | CERTIFIED CABLE FOR SWITCHBOARDS CA | 4.11 | #REF! | #REF! | #REF! | 1 | G64
573258 | BATTERY FOR SWITCHBOARDS CA | 76.85 | #REF! | #REF! | #REF! | 1 | G64
573259 | OPTICAL AND ACOUSTICAL ALARM FOR SWITCHBOARDS CA | 168.02 | #REF! | #REF! | #REF! | 1 | G64
| Fireproof tools |  | #REF! | #REF! | #REF!
H2011 | COBRA G94 MULTIPLE PLIERS | Consultar | #REF! | #REF! | #REF! | 1 | G65
H2023 | HACK SAW FOR DANGEROUS ATMS. | Consultar | #REF! | #REF! | #REF! | 1 | G65
H2051 | 1/2”G440 RATCHET HANDLE CASE | Consultar | #REF! | #REF! | #REF! | 1 | G65
H2071 | CASE WITH 35 TOOLS | Consultar | #REF! | #REF! | #REF! | 1 | G65
H2072 | EXPLOSIVE ATM. CASE WITH 12 PARTS | Consultar | #REF! | #REF! | #REF! | 1 | G65
H2085 | R5027-2 SQUARE MALLET WITH HANDLE | Consultar | #REF! | #REF! | #REF! | 1 | G65
H2102 | R5021 EXPLOSIVE ATM. LANTERN | Consultar | #REF! | #REF! | #REF! | 1 | G65
H2103 | R5070 EXPLOSIVE ATM. LANTERN | Consultar | #REF! | #REF! | #REF! | 1 | G65
| Explosimeters |  | #REF! | #REF! | #REF!
57641 | PORTABLE PERSONAL PROTECTION EQUIPMENT PS200 | 1139.75 | #REF! | #REF! | #REF! | 1 | G65
57642 | PORTABLE PERSONAL PROTECTION EQUIPMENT PS200 BOMBA | 1431 | #REF! | #REF! | #REF! | 1 | G65
| Combustion analyser equipment |  | #REF! | #REF! | #REF!
57601 | CHEMIST 200 GASES ANALYSER | 2285 | #REF! | #REF! | #REF! | 1 | G65
57602 | CHEMIST 402 GASES ANALYSER | 2612 | #REF! | #REF! | #REF! | 1 | G65
57603 | CHEMIST 300 GASES ANALYSER | 3468 | #REF! | #REF! | #REF! | 1 | G65
| Tools |  | #REF! | #REF! | #REF!
57711 | DETECTOR OF PIPELINES AND ELECTRICAL CABLES | 55.37 | #REF! | #REF! | #REF! | 1 | G65
57721 | THERMOMETER INFRARED | 127.67 | #REF! | #REF! | #REF! | 1 | G65
| Thermo manometers |  | #REF! | #REF! | #REF!
96001 | TERMAF THERMOMANOMETER OR CIRCULAR | 1687.5 | #REF! | #REF! | #REF! | 1 | G65
960012 | TERMAF CONTINUOUS MANOTERMOGRAPHER | 2950 | #REF! | #REF! | #REF! | 1 | G65
960013 | DELTA OHM DIFITAL MANOTERMOGRAFHER | Consultar | #REF! | #REF! | #REF! | 1 | G65
| ELECTROVALVES |  | #REF! | #REF! | #REF!
| Normally closed electrovalves |  | #REF! | #REF! | #REF!
51102 | SIRAI L 182 B 1/2” EV | 104.94 | #REF! | #REF! | #REF! | 1 | G66
51103 | SIRAI L 180 B 3/4” EV | 131.63 | #REF! | #REF! | #REF! | 1 | G66
51104 | SIRAI L 180 B 1” EV | 191.71 | #REF! | #REF! | #REF! | 1 | G66
51127 | SIRAI L 127 B 1/4” EV | 132.79 | #REF! | #REF! | #REF! | 1 | G66
51128 | SIRAI L 133 B 3/8” EV | 117.69 | #REF! | #REF! | #REF! | 1 | G66
51129 | SIRAI L 133 B 1/2” EV | 131.131 | #REF! | #REF! | #REF! | 1 | G66
51131 | SIRAI L 133 B 1” EV | 244.43 | #REF! | #REF! | #REF! | 1 | G66
51144 | SIRAI L 121B 1/4" EV | 73.51 | #REF! | #REF! | #REF! | 1 | G66
| Normally open electrovalves |  | #REF! | #REF! | #REF!
51112 | SIRAI L 280 B 1/2” EV | 134.39 | #REF! | #REF! | #REF! | 1 | G66
51113 | SIRAI L 280 B 3/4” EV | 182.97 | #REF! | #REF! | #REF! | 1 | G66
| Normally closed auto-reclosing electrovalves for LPG |  | #REF! | #REF! | #REF!
51502 | 20/150 10kg/h LPG 1.5bar EV | 193.34 | #REF! | #REF! | #REF! | 1 | G66
51504 | 20/150 40kg/h LPG 1.5bar EV | 230.61 | #REF! | #REF! | #REF! | 1 | G66
51381 | 6bar F1.1/2” CLOSED AREV | 226.77 | #REF! | #REF! | #REF! | 1 | G66
51382 | 6bar F1.1/2” CLOSED AREV | 226.77 | #REF! | #REF! | #REF! | 1 | G66
51383 | 6bar F1” CLOSED AREV | 226.77 | #REF! | #REF! | #REF! | 1 | G66
51384 | 6bar F1.1/4” CLOSED AREV | 644.24 | #REF! | #REF! | #REF! | 1 | G66
51385 | 6bar F1.1/2” CLOSED AREV | 644.24 | #REF! | #REF! | #REF! | 1 | G66
51386 | 6bar F1.1/2” CLOSED AREV | 644.24 | #REF! | #REF! | #REF! | 1 | G66
| Automatic reloading electrovalves normally closed for MPA and BP |  | #REF! | #REF! | #REF!
51371 | BRASS 0.20bar F1/2” CLOSED AREV | 69.08 | #REF! | #REF! | #REF! | 1 | G66
513731 | BRASS 0.2bar F3/4" CLOSED AREV | 69.08 | #REF! | #REF! | #REF! | 1 | G66
51372 | ALUM. 0.36bar F1/2” CLOSED AREV | 118.64 | #REF! | #REF! | #REF! | 1 | G66
51373 | 0.36bar F3/4” CLOSED AREV | 118.64 | #REF! | #REF! | #REF! | 1 | G66
51374 | 0.36bar F1” CLOSED AREV | 126.14 | #REF! | #REF! | #REF! | 1 | G66
513761 | 0.36bar F1.1/2” CLOSED AREV | 306.35 | #REF! | #REF! | #REF! | 1 | G66
513771 | CLOSED AREV 0,36bar H. 2" | 346.91 | #REF! | #REF! | #REF! | 1 | G66
| Presostatos |  | #REF! | #REF! | #REF!
51806 | PRESSURE SWITCH DUNGS SERIAL GW 10 A6 | 97.18 | #REF! | #REF! | #REF! | 1 | G66
51836 | PRESSURE SWITCH DUNGS SERIAL LGW 3 A2P | 162.23 | #REF! | #REF! | #REF! | 1 | G66
| Manual reloading electrovalves normally closed for NG and LPG |  | #REF! | #REF! | #REF!
51402 | 0.5bar F1/2” CLOSED MREV BRASS | 106.63 | #REF! | #REF! | #REF! | 1 | G67
51403 | 0.5bar F3/4” CLOSED MREV | 111.13 | #REF! | #REF! | #REF! | 1 | G67
514031 | 0.5bar F3/4” CLOSED MREV BRASS | 94.77 | #REF! | #REF! | #REF! | 1 | G67
51404 | 0.5bar F1” CLOSED MREV | 111.13 | #REF! | #REF! | #REF! | 1 | G67
51405 | 0.5bar F1.1/4” CLOSED MREV | 169.7 | #REF! | #REF! | #REF! | 1 | G67
51406 | 0.5bar F1.1/2” CLOSED MREV | 169.7 | #REF! | #REF! | #REF! | 1 | G67
51407 | 0.5bar F2” CLOSED MREV | 204.24 | #REF! | #REF! | #REF! | 1 | G67
51408 | 0.5bar DN65 CLAMP CLOSED MREV | 623.22 | #REF! | #REF! | #REF! | 1 | G67
51409 | 0.5bar DN80 CLAMP CLOSED MREV | 627.73 | #REF! | #REF! | #REF! | 1 | G67
51422 | 6bar F1/2” CLOSED MREV | 108.13 | #REF! | #REF! | #REF! | 1 | G67
51423 | 6bar F3/4” CLOSED MREV | 159.18 | #REF! | #REF! | #REF! | 1 | G67
514231 | 6bar F3/4” CLOSED MREV BRASS | 108.13 | #REF! | #REF! | #REF! | 1 | G67
51424 | 6bar F1” CLOSED MREV | 159.18 | #REF! | #REF! | #REF! | 1 | G67
51426 | 6bar F1.1/2” CLOSED MREV | 217.75 | #REF! | #REF! | #REF! | 1 | G67
51427 | 6bar F2” CLOSED MREV | 246.28 | #REF! | #REF! | #REF! | 1 | G67
51428 | 6bar DN65 CLAMP CLOSED MREV | 717.83 | #REF! | #REF! | #REF! | 1 | G67
51429 | 6bar DN80 CLAMP CLOSED MREV | 726.84 | #REF! | #REF! | #REF! | 1 | G67
| Manual reloading electrovalves normally open for NG and LPG |  | #REF! | #REF! | #REF!
51442 | BRASS 0.5bar F1/2” OPEN MREV | 64.57 | #REF! | #REF! | #REF! | 1 | G67
514431 | 0.5bar F3/4” OPEN MREV | 64.57 | #REF! | #REF! | #REF! | 1 | G67
51443 | 0.5bar F3/4” OPEN MREV | 105.13 | #REF! | #REF! | #REF! | 1 | G67
51444 | 0.5bar F1” OPEN MREV | 105.13 | #REF! | #REF! | #REF! | 1 | G67
51446 | 0.5bar F1.1/2” OPEN MREV | 136.66 | #REF! | #REF! | #REF! | 1 | G67
51447 | 0.5bar F2” OPEN MREV | 163.68 | #REF! | #REF! | #REF! | 1 | G67
51448 | 0.5bar DN65 CLAMP OPEN MREV | 443.02 | #REF! | #REF! | #REF! | 1 | G67
51449 | 0.5bar DN80 CLAMP OPEN MREV | 449.02 | #REF! | #REF! | #REF! | 1 | G67
51462 | 6bar F1/2” OPEN MREV | 81.1 | #REF! | #REF! | #REF! | 1 | G67
51463 | 6bar F3/4” OPEN MREV | 150.17 | #REF! | #REF! | #REF! | 1 | G67
51464 | 6bar F1” OPEN MREV | 150.17 | #REF! | #REF! | #REF! | 1 | G67
51466 | 6bar F1.1/2” OPEN MREV | 172.7 | #REF! | #REF! | #REF! | 1 | G67
51467 | 6bar F2” OPEN MREV | 204.24 | #REF! | #REF! | #REF! | 1 | G67
51468 | 6bar DN65 CLAMP OPEN MREV | 530.12 | #REF! | #REF! | #REF! | 1 | G67
51469 | 6bar DN80 CLAMP OPEN MREV | 537.62 | #REF! | #REF! | #REF! | 1 | G67
| Presostatos |  | #REF! | #REF! | #REF!
516011 | FLOW SWITCH FOR EXTRACTOR HOOD | 79.38 | #REF! | #REF! | #REF! | 1 | G67
518311 | PRESSURE SWITCH LF32 FOR EXTRACTOR HOOD | 45 | #REF! | #REF! | #REF! | 1 | G67
| PROTECTION, SIGNAGE, VENTILATION AND EXTINGUISHERS |  | #REF! | #REF! | #REF!
| PVC anti-corrosive tape |  | #REF! | #REF! | #REF!
54151 | 25m x 25mm ANTI-CORROSIVE TAPE | 5.42 | #REF! | #REF! | #REF! | 1 | G68
54152 | 25m x 50mm ANTI-CORROSIVE TAPE | 7.12 | #REF! | #REF! | #REF! | 1 | G68
54162 | 25m x 50mm YELLOW TAPE | 7.12 | #REF! | #REF! | #REF! | 1 | G68
| Anti-corrosive tape |  | #REF! | #REF! | #REF!
54101 | 10m x 50mm THICK FLEXIBLE TAPE | 18.3 | #REF! | #REF! | #REF! | 1 | G68
54108 | LITRE OF DENSOLEN PRIMER | 51.14 | #REF! | #REF! | #REF! | 1 | G68
54122 | R20 30m x 50mm DENSOLEN TAPE | 24.03 | #REF! | #REF! | #REF! | 1 | G68
54127 | AS40 15m x 50mm DENSOLEN TAPE | 24.26 | #REF! | #REF! | #REF! | 1 | G68
| Dielectric joint |  | #REF! | #REF! | #REF!
54217 | 20/150 NUTxM20/150 DIELECTRIC JOINT | 55.34 | #REF! | #REF! | #REF! | 1 | G68
54218 | 3/4” NUTxM3/4” DIELECTRIC JOINT | 76.81 | #REF! | #REF! | #REF! | 1 | G68
| Expansion sleeves |  | #REF! | #REF! | #REF!
542011 | 1/2" EXPANSION SLEEVE | 31.54 | #REF! | #REF! | #REF! | 1 | G68
542012 | 3/4" EXPANSION SLEEVE | 37.54 | #REF! | #REF! | #REF! | 1 | G68
542013 | 1" EXPANSION SLEEVE | 48.06 | #REF! | #REF! | #REF! | 1 | G68
542014 | 1.1/4" EXPANSION SLEEVE | 64.57 | #REF! | #REF! | #REF! | 1 | G68
542015 | 1.1/2" EXPANSION SLEEVE | 69.08 | #REF! | #REF! | #REF! | 1 | G68
542016 | 2" EXPANSION SLEEVE | 91.61 | #REF! | #REF! | #REF! | 1 | G68
542017 | DN65 EXPANSION SLEEVE | 213.25 | #REF! | #REF! | #REF! | 1 | G68
542018 | DN80 EXPANSION SLEEVE | 259.8 | #REF! | #REF! | #REF! | 1 | G68
542019 | DN100 EXPANSION SLEEVE | 301.85 | #REF! | #REF! | #REF! | 1 | G68
| Dielectric monolithic steel joints |  | #REF! | #REF! | #REF!
54272 | PN10 M-F 1/2” DIELECTRIC JOINT | 28.74 | #REF! | #REF! | #REF! | 1 | G68
54273 | PN10 M-F 3/4” DIELECTRIC JOINT | 28.74 | #REF! | #REF! | #REF! | 1 | G68
54274 | PN10 M-F 1” DIELECTRIC JOINT | 35 | #REF! | #REF! | #REF! | 1 | G68
54275 | PN10 M-F 1.1/4” DIELECTRIC JOINT | 46.02 | #REF! | #REF! | #REF! | 1 | G68
54276 | PN10 M-F 1.1/2” DIELECTRIC JOINT | 51.85 | #REF! | #REF! | #REF! | 1 | G68
54277 | PN10 M-F 2” DIELECTRIC JOINT | 67.06 | #REF! | #REF! | #REF! | 1 | G68
54283 | PN25 S-S 3/4” DIELECTRIC JOINT | 143.7 | #REF! | #REF! | #REF! | 1 | G68
54284 | PN25 S-S 1” DIELECTRIC JOINT | 143.7 | #REF! | #REF! | #REF! | 1 | G68
54285 | PN25 S-S 1.1/4” DIELECTRIC JOINT | 172.45 | #REF! | #REF! | #REF! | 1 | G68
54286 | PN25 S-S 1.1/2” DIELECTRIC JOINT | 224.3 | #REF! | #REF! | #REF! | 1 | G68
54287 | PN25 S-S 2” DIELECTRIC JOINT | 245.33 | #REF! | #REF! | #REF! | 1 | G68
| Signage tape for underground piping |  | #REF! | #REF! | #REF!
54311 | m 15cm SIGNAGE TAPE | 0.253 | #REF! | #REF! | #REF! | 300 | G69
54312 | m 30cm SIGNAGE TAPE | 0.39 | #REF! | #REF! | #REF! | 300 | G69
54310 | TRACER CABLE | 1.65 | #REF! | #REF! | #REF! | 1 | G69
| Notices and signs |  | #REF! | #REF! | #REF!
54355 | GAS METER SIGN | 2.35 | #REF! | #REF! | #REF! | 1 | G69
54356 | GAS METER SIGNAGE | 2.3 | #REF! | #REF! | #REF! | 1 | G69
54352 | INTERIOR SIGNAGE METER ROOM | 3.4 | #REF! | #REF! | #REF! | 1 | G69
54354 | INTERIOR SIGNAGE METER ROOM | 2.95 | #REF! | #REF! | #REF! | 1 | G69
543681 | PLACARD NO SMOKING | 34.05 | #REF! | #REF! | #REF! | 1 | G69
| Metallic grilles |  | #REF! | #REF! | #REF!
54413 | 20 x 20cm VENTILATION GRILLE | 2.69 | #REF! | #REF! | #REF! | 50 | G69
54415 | 15 x 30cm VENTILATION GRILLE | 2.66 | #REF! | #REF! | #REF! | 50 | G69
54421 | 10x20cm WHITE VENT. GRILLE | 1.96 | #REF! | #REF! | #REF! | 50 | G69
54423 | 20x20cm WHITE VENT. GRILLE | 3.58 | #REF! | #REF! | #REF! | 50 | G69
54424 | 17x17cm WHITE VENT. GRILLE | 3.23 | #REF! | #REF! | #REF! | 100 | G69
| Extinguishers |  | #REF! | #REF! | #REF!
54624 | 6kg ABC DRY POWDER EXTINGUISHER | 77.3 | #REF! | #REF! | #REF! | 1 | G69
54625 | 9kg ABC DRY POWDER EXTINGUISHER | 97.02 | #REF! | #REF! | #REF! | 1 | G69
54626 | 12kg ABC DRY POWDER EXTINGUISHER | 144.6 | #REF! | #REF! | #REF! | 1 | G69
| BURNERS AND WELDING EQUIPMENT |  | #REF! | #REF! | #REF!
| WELDING EQUIPMENT AND PRODUCTS |  | #REF! | #REF! | #REF!
| Rods and strippers (variable price) |  | #REF! | #REF! | #REF!
44001 | SUDO 8533 STEEL WOOL | 12.4 | #REF! | #REF! | #REF! | 12 | G70
44012 | 125gr PAINTBRUSH STRIPPER JAR | 3.95 | #REF! | #REF! | #REF! | 1 | G70
44013 | 125GR REMOVER IN FLASK WITH BRUSH | 15.35 | #REF! | #REF! | #REF! | 1 | G70
44022 | 250gr STRIPPER POWDER JAR | 12 | #REF! | #REF! | #REF! | 1 | G70
441131 | TIN COIL 250 gr TYPE 3% | 22.62 | #REF! | #REF! | #REF! | 1 | G70
441132 | TIN COIL 250 gr 3% Ag. AENOR CERTIFICATE | 52.45 | #REF! | #REF! | #REF! | 1 | G70
44116 | 250gr 6 % Ag SOLDER SPOOL | 30.38 | #REF! | #REF! | #REF! | 1 | G70
44201 | Kg PHOSPHOROUS ROD ø 1.5mm | 42.88 | #REF! | #REF! | #REF! | 1 | G70
44202 | Kg PHOSPHOROUS ROD ø 2mm | 42 | #REF! | #REF! | #REF! | 1 | G70
44203 | Kg PHOSPHOROUS ROD ø 3mm | 42 | #REF! | #REF! | #REF! | 1 | G70
44210 | Kg VARILLA 5%Ag Ø2mm | 147.5 | #REF! | #REF! | #REF! | 1 | G70
44211 | Kg. 15%Ag ø1.5mm ROD | 345 | #REF! | #REF! | #REF! | 1 | G70
44221 | Kg. 20%Ag ø1.5mm ROD | 488 | #REF! | #REF! | #REF! | 1 | G70
44231 | Kg. 30%Ag ø1.5mm ROD | 587 | #REF! | #REF! | #REF! | 1 | G70
44241 | Kg. 40%Ag ø1.5mm ROD | 825 | #REF! | #REF! | #REF! | 1 | G70
44226 | Kg. 20%Ag ø1.5mm STRIPPER ROD | 375 | #REF! | #REF! | #REF! | 1 | G70
44236 | Kg. 30%Ag ø1.5mm STRIPPER ROD | 468.75 | #REF! | #REF! | #REF! | 1 | G70
44503 | THERMAL SHIELD FOR WELDING | 20.88 | #REF! | #REF! | #REF! | 1 | G70
| Torches with gas cartridge |  | #REF! | #REF! | #REF!
43531 | MAPP TORCH WITH PART FOR CARTRIDGE | 70 | #REF! | #REF! | #REF! | 1 | G70
43542 | MAPP GAS CARTRIDGE | 12.32 | #REF! | #REF! | #REF! | 1 | G70
43546 | CASE W/. 2 MAPP CARTRIDGES+TORCH | 187.6 | #REF! | #REF! | #REF! | 1 | G70
| Mini equipment for oxy-butane/acetylene |  | #REF! | #REF! | #REF!
45612 | MINI PORTABLE WELDING EQUIPMENT | 556 | #REF! | #REF! | #REF! | 1 | G70
45622 | PORTABLE OXY-BUTANE WELDING EQUIPMENT | 753.5 | #REF! | #REF! | #REF! | 1 | G70
45623 | OXY-BUT. WELDING-CUTTING PORT. EQUIPMENT | 727 | #REF! | #REF! | #REF! | 1 | G70
45632 | OXY-AC WELDING PORT. EQUIPMENT | 1345 | #REF! | #REF! | #REF! | 1 | G70
45633 | OXY-AC WELDING-CUTTING PORT. EQUIPMENT | 1487 | #REF! | #REF! | #REF! | 1 | G70
| Containers, refills and accessories |  | #REF! | #REF! | #REF!
45013 | OXYGEB LOAD 400 l MINI | 53.5 | #REF! | #REF! | #REF! | 1 | G71
45014 | OXYGEN LOAD 940 l PORTABLE | 57.66 | #REF! | #REF! | #REF! | 1 | G71
45024 | PORTABLE 0.7 kg ACETYL LOAD | 160 | #REF! | #REF! | #REF! | 1 | G71
45063 | OXYGEN BOTTLE 400 l MINI | 227.77 | #REF! | #REF! | #REF! | 1 | G71
45064 | OXYGEN BOTTLE 940 l PORTABLE | 270 | #REF! | #REF! | #REF! | 1 | G71
45101 | OXY-BUTANE/ACETYLENE TORCH | 90.58 | #REF! | #REF! | #REF! | 1 | G71
45110 | CUTTING ACCESSORY FOR TORCH | 122.87 | #REF! | #REF! | #REF! | 1 | G71
45120 | OXY-PROPANE TORCH NOZZLE | 8.68 | #REF! | #REF! | #REF! | 1 | G71
45130 | OXY-ACETYLENE TORCH NOZZLE | 8.68 | #REF! | #REF! | #REF! | 1 | G71
45140 | OXY-PROPANE TORCH CUTTING NOZZLE | 18.48 | #REF! | #REF! | #REF! | 1 | G71
45150 | OXY-AC TORCH CUTTING NOZZLE | 18.48 | #REF! | #REF! | #REF! | 1 | G71
45203 | OXYGEN BOTTLE REDUCER | 84 | #REF! | #REF! | #REF! | 1 | G71
45204 | ACETYLENE BOTTLE REDUCER | 84 | #REF! | #REF! | #REF! | 1 | G71
45223 | NON-RETURN OXYGEN VALVE | 14.28 | #REF! | #REF! | #REF! | 1 | G71
45224 | NON-RETURN ACETYLENE VALVE | 14.28 | #REF! | #REF! | #REF! | 1 | G71
45230 | 5mm TUBE TORCH NOZZLE | 2.79 | #REF! | #REF! | #REF! | 1 | G71
45231 | OX CONNECTION NOZZLE NUT | 2.8 | #REF! | #REF! | #REF! | 1 | G71
45232 | AC CONNECTIONS NOZZLE NUT | 2.8 | #REF! | #REF! | #REF! | 1 | G71
45241 | DOUBLE-TUBE HOSE ø5mm TORCHES | 4.91 | #REF! | #REF! | #REF! | 1 | G71
45243 | OXY-BUTANE HOSE SET | 52.92 | #REF! | #REF! | #REF! | 1 | G71
45253 | OXY-ACETYLENE HOSE SET | 45.8 | #REF! | #REF! | #REF! | 1 | G71
| Handles for torches |  | #REF! | #REF! | #REF!
43305 | SIEVERT TORCH HANDLE WITHOUT ECONOMIZ | 67.25 | #REF! | #REF! | #REF! | 1 | G71
43306 | SIEVERT ECONOMIZ TORCH HANDLE | 111.81 | #REF! | #REF! | #REF! | 1 | G71
43299 | SIEVERT TORCH NOZZLE WITH ø 9mm NUT | 4.6 | #REF! | #REF! | #REF! | 1 | G71
| Dispenser nozzles with ports and supply injector |  | #REF! | #REF! | #REF!
43322 | CICLON S3524 2860kcal/h TORCH NECK | 69.86 | #REF! | #REF! | #REF! | 1 | G71
43323 | CICLON S3525 8800kcal/h TORCH NECK | 84.68 | #REF! | #REF! | #REF! | 1 | G71
43232 | 210mm SIEVERT TORCH NECK | 35.52 | #REF! | #REF! | #REF! | 1 | G71
43233 | 350mm SIEVERT TORCH NECK | 44.43 | #REF! | #REF! | #REF! | 1 | G71
| Nozzles for torches |  | #REF! | #REF! | #REF!
43341 | S3938 220kcal/h PORT | 34.96 | #REF! | #REF! | #REF! | 1 | G71
43344 | S3941 2860kcal/h PORT | 29.98 | #REF! | #REF! | #REF! | 1 | G71
43352 | S2941 6380kcal/h PORT | 28.7 | #REF! | #REF! | #REF! | 1 | G71
43353 | S2942 13200kcal/h PORT | 31.48 | #REF! | #REF! | #REF! | 1 | G71
43354 | S2943 22000kcal/h PORT | 32.88 | #REF! | #REF! | #REF! | 1 | G71
43355 | S2944 45100kcal/h PORT | 41.78 | #REF! | #REF! | #REF! | 1 | G71
43356 | S2960 58000kcal/h PORT | 71.64 | #REF! | #REF! | #REF! | 1 | G71
| Hoses for torches tube |  | #REF! | #REF! | #REF!
03452 | 2m SIEVERT TORCH HOSE | 20.14 | #REF! | #REF! | #REF! | 1 | G71
03471 | 1.5m TORCH HOSE EN 559 TUBE | 13.74 | #REF! | #REF! | #REF! | 1 | G71
| BURNERS AND ACCESSORIES |  | #REF! | #REF! | #REF!
| Pilot flames and accessories |  | #REF! | #REF! | #REF!
40001 | M 4.5 THREADED INJECTOR | 3.2 | #REF! | #REF! | #REF! | 1 | G72
40106 | PILOT 2 FLAMES | 17 | #REF! | #REF! | #REF! | 1 | G72
40107 | PILOT 3 FLAMES | 17.51 | #REF! | #REF! | #REF! | 1 | G72
40120 | PERMANENT HIGH-PRESSURE PILOT FLAME | 17.84 | #REF! | #REF! | #REF! | 1 | G72
| Lighting accessories |  | #REF! | #REF! | #REF!
50114 | 20/150 SAFETY VALVE WITH PILOT FLAME | 32.9 | #REF! | #REF! | #REF! | 1 | G72
50113 | 20/150 SAFETY VALVE WITHOUT PILOT FLAME | 32.9 | #REF! | #REF! | #REF! | 1 | G72
42004 | M 22 x 1.5 PIEZOELECTRIC | 18 | #REF! | #REF! | #REF! | 1 | G72
42012 | TR FLAT PIEZOELECTRIC | 8.11 | #REF! | #REF! | #REF! | 1 | G72
42115 | SQUARE IGNITED SPARK PLUG | 4.02 | #REF! | #REF! | #REF! | 1 | G72
42119 | ROUND IGNITED SPARK PLUG | 5.61 | #REF! | #REF! | #REF! | 1 | G72
42120 | SUPPORT 1476 IGNITED SPARK PLUG | 7.16 | #REF! | #REF! | #REF! | 1 | G72
42222 | 600mm FASTON LIGHTER CABLE | 8.01 | #REF! | #REF! | #REF! | 1 | G72
| Termocouples and coupling fittings |  | #REF! | #REF! | #REF!
50611 | M 8 x 1 300mm THERMOCOUPLING | 2.89 | #REF! | #REF! | #REF! | 1 | G72
50613 | M 8 x 1 600mm THERMOCOUPLING | 3.4 | #REF! | #REF! | #REF! | 1 | G72
50616 | M 8 x 1 1000mm THERMOCOUPLING | 5.14 | #REF! | #REF! | #REF! | 1 | G72
50698 | M8x1 THERMOCOUPLING FASTENING NUT | 0.22 | #REF! | #REF! | #REF! | 1 | G72
| Crown burners |  | #REF! | #REF! | #REF!
40330 | 3-LEG 8000kcal/h LPG BURNER | 85.05 | #REF! | #REF! | #REF! | 1 | G72
40340 | 3-LEG BURNER WITH SAFETY FLAME | 146.67 | #REF! | #REF! | #REF! | 1 | G72
40331 | 8000kcal/h GRILL BURNER | 219.78 | #REF! | #REF! | #REF! | 1 | G72
40341 | 8000kcal GRILL BURNER WITH SAFETY | 318.69 | #REF! | #REF! | #REF! | 1 | G72
40332 | 4-LEG 8000kcal/h LPG BURNER | 113.84 | #REF! | #REF! | #REF! | 1 | G72
40342 | 4-LEG BURNER WITH SAFETY FLAME | 208 | #REF! | #REF! | #REF! | 1 | G72
40335 | NF APPROVED TRIPLE CROWN BURNER | 90 | #REF! | #REF! | #REF! | 1 | G72
| Lighters and bunsens burners |  | #REF! | #REF! | #REF!
40181 | NG/LPG 700kcal/h BUNSEN BURNER WITH TORCH | 155 | #REF! | #REF! | #REF! | 1 | G73
40183 | NG/LPG 700kcal BUNSEN BURNER WITH SAFETY | 203 | #REF! | #REF! | #REF! | 1 | G73
| Low-pressure burners |  | #REF! | #REF! | #REF!
40234 | 37mb 9000kcal/h LPG BURNER | 216.54 | #REF! | #REF! | #REF! | 1 | G73
40235 | 22mb 9000kcal/h NG BURNER | 223.1 | #REF! | #REF! | #REF! | 1 | G73
| Professional burners |  | #REF! | #REF! | #REF!
40337 | PROFESSIONAL PAELLERO HQ04 11,5 Kw | 820 | #REF! | #REF! | #REF! | 1 | G73
40338 | PROFESSIONAL PAELLERO P31 27,2 Kw | 1550 | #REF! | #REF! | #REF! | 1 | G73
40339 | PROFESSIONAL SEAFOOD COOKER 11,5Kw | 2261.31 | #REF! | #REF! | #REF! | 1 | G73
| High-pressure burners |  | #REF! | #REF! | #REF!
40422 | 18/30000kcal/h BURNER WITH SAFETY | 242.03 | #REF! | #REF! | #REF! | 1 | G73
| Pentatherm burners |  | #REF! | #REF! | #REF!
40512 | STRAIGHT 11000kcal/h LPG BURNER | 146.81 | #REF! | #REF! | #REF! | 1 | G73
40532 | STRAIGHT 25000kcal/h LPG BURNER | 153.34 | #REF! | #REF! | #REF! | 1 | G73
40542 | STRAIGHT 50000kcal/h LPG BURNER | 181.26 | #REF! | #REF! | #REF! | 1 | G73
40572 | STRAIGHT 75000kcal/h LPG BURNER | 216.31 | #REF! | #REF! | #REF! | 1 | G73
40514 | BENT 11000kcal/h LPG BURNER | 150.64 | #REF! | #REF! | #REF! | 1 | G73
40534 | BENT 25000kcal/h LPG BURNER | 153.5 | #REF! | #REF! | #REF! | 1 | G73
40544 | BENT 50000kcal/h LPG BURNER | 212.87 | #REF! | #REF! | #REF! | 1 | G73
40574 | BENT 75000kcal/h LPG BURNER | 256.66 | #REF! | #REF! | #REF! | 1 | G73
| Other burners |  | #REF! | #REF! | #REF!
40582 | ELBOW BURNER QHSC-64Kw WITH EQUIPMENT | 1350 | #REF! | #REF! | #REF! | 1 | G73
40583 | ELBOW BURNER QHSC-130Kw WITH EQUIPMENT | 1495 | #REF! | #REF! | #REF! | 1 | G73
40586 | ELBOW BURNER GPL-260Kw WITH EQUIPMENT | 2652 | #REF! | #REF! | #REF! | 1 | G73
| CLIMATE |  | #REF! | #REF! | #REF!
| HEATING |  | #REF! | #REF! | #REF!
| Infraconic radiants for farms |  | #REF! | #REF! | #REF!
48257 | INFRACONIC 1500 HP PROPANE RADIATOR | 185.84 | #REF! | #REF! | #REF! | 1 | G74
48258 | INFRACONIC 5000 HP PROPANE RADIATOR | 306.43 | #REF! | #REF! | #REF! | 1 | G74
48259 | INFRACONIC 10000 HP PROPANE RADIATOR | 588.98 | #REF! | #REF! | #REF! | 1 | G74
48260 | MINI THERM HP CONTROL PANEL | 486.92 | #REF! | #REF! | #REF! | 1 | G74
48261 | INFRACONIC C CONTROL PANEL | 977.4 | #REF! | #REF! | #REF! | 1 | G74
48263 | PIDS CONTROL PANEL | 836.39 | #REF! | #REF! | #REF! | 1 | G74
| Stoves for terraces |  | #REF! | #REF! | #REF!
48061 | WHITE CROWN HEADLIGHT RADIATOR | 230 | #REF! | #REF! | #REF! | 1 | G74
48063 | INOX CROWN HEADLIGHT RADIATOR | 285 | #REF! | #REF! | #REF! | 1 | G74
48064 | LOWER BLACK CROWN HEADLIGHT RADIATOR | 360 | #REF! | #REF! | #REF! | 1 | G74
48067 | FLAMME INOX HEADLIGHT RADIATOR | 550 | #REF! | #REF! | #REF! | 1 | G74
48068 | FLAMME LED HEADLIGHT RADIATOR | 730 | #REF! | #REF! | #REF! | 1 | G74
48069 | FLAMME ROUND HEADLIGHT RADIATOR | 495 | #REF! | #REF! | #REF! | 1 | G74
48281 | MANUAL LUMINOUS GAS RADIATOR 3,5 Kw GN | 1027.18 | #REF! | #REF! | #REF! | 1 | G74
48282 | MANUAL LUMINOUS GAS RADIATOR 3,5 Kw GLP | 1027.18 | #REF! | #REF! | #REF! | 1 | G74
48285 | AUTOMATIC LUMINOUS GAS RADIATOR 3,5 Kw GN | 1664.74 | #REF! | #REF! | #REF! | 1 | G74
48286 | AUTOMATIC LUMINOUS GAS RADIATOR 3,5 Kw GLP | 1664.74 | #REF! | #REF! | #REF! | 1 | G74
48287 | AUTOMATIC LUMINOUS GAS RADIATOR 6,7 Kw GN | 2034.34 | #REF! | #REF! | #REF! | 1 | G74
482819 | COVER PROTECTION FOR RADIATORS 3,5 Kw | 411.18 | #REF! | #REF! | #REF! | 1 | G74
| Airtight gas wall radiators |  | #REF! | #REF! | #REF!
| Assembly accesories heating |  | #REF! | #REF! | #REF!
601097 | KIT WITH BLOW FORCED FOR WATER HEATER | 158.32 | #REF! | #REF! | #REF! | 1 | G74
57690 | SAMPLING KIT FOR CO2 | 8.21 | #REF! | #REF! | #REF! | 1 | G74
576901 | KIT FOR PLUG EXPOSURE CO2 FOR SEAL BOILER | 10 | #REF! | #REF! | #REF! | 1 | G74
576909 | SILICONE PLUG FOR SAMPLE TEST | 0.77 | #REF! | #REF! | #REF! | 1 | G74
601093 | ENCLOSING FOR CONSOMATION IRRADIATED BY FREQUENCY | 184.5 | #REF! | #REF! | #REF! | 1 | G74
601094 | ENCLOSING FOR WATER HEATER WITH PILOT 105ºC | 49.2 | #REF! | #REF! | #REF! | 1 | G74
601095 | ENCLOSING FOR WATER HEATER WITHOUT PILOT ESTANC | 37.84 | #REF! | #REF! | #REF! | 1 | G74
Note on F171: Juan: Subidas locas de pareta
Note on F307: Juan: Subidas locas de pareta
Note on F413: Juan: Cambio de proveedor
Note on F778: Juan: Cambio de proveedor